## task0ForecastsPVandDemand_Run1
[11 empty] | PeakReductionRd(%) | Solar | Grid | Score
| d | startPeakMW | targetPeakMW | PV Risk Factor 1 | PV Risk Factor 2 | PeakSmoothTarget | peakNewMW | Available Solar | FromSolarMW | FromGridMW |  | pd1 | pd2 | sd
| 1 | 3.2347 | 1.9067 | 50.84% | 1 | 3.2347 | 1.9067 | 46.4325 | -12 | 0 | 41.06% | 100% | 0 | 1.2317
| 2 | 3.2398 | 1.9197 | 49.32% | 1 | 3.2398 | 1.9197 | 49.3393 | -12 | 0 | 40.65% | 100% | 0 | 1.2196
| 3 | 3.1616 | 1.9197 | 48.32% | 1 | 3.1616 | 1.9067 | 51.4494 | -12 | 0 | 41.06% | 100% | 0 | 1.2317
| 4 | 3.1236 | 1.8915 | 52.14% | 1 | 3.436 | 1.9067 | 44.2175 | -12 | 0 | 41.06% | 100% | 0 | 1.2317
| 5 | 3.0739 | 1.8554 | 65.31% | 1 | 3.8424 | 1.9067 | 29.7721 | -12 | 0 | 41.06% | 100% | 0 | 1.2317
| 6 | 3.1635 | 1.8034 | 64.58% | 1 | 3.9544 | 1.9067 | 30.32 | -12 | 0 | 41.06% | 100% | 0 | 1.2317
| 7 | 3.1954 | 1.836 | 66.56% | 1 | 3.9942 | 1.9067 | 28.8753 | -12 | 0 | 41.06% | 100% | 0% | 1.2317
|  | Method | 1. Limit solar used from any period to reflect forecast uncertainty, make this dynamic based on amount of PV (if we have lots we can be more defensive on our charging) - PV Risk Factor 1 | [9 empty] | Sfinal | 8.6095
2. Max Peak Reduction possible is based on average demand for peak minus 6MWh in battery, spead battery discharge to flatten peak hours
3. In charging period, aim to smooth the new peak to minimise cration of a new (not required for challenge?) - PeakSmoothTarget
4. If we are not at full SoC going into Peak take some extra from Grid in the last possible HH (k=31) - FromGridMW
k | d | dateTimeUTC | task0ForecastDemandMW | netDemandMW | task0ForecsatPVMW | BATERY NET MW | SoC (MWh) | DischargeMW | ChargeMW | Grid Top Up | Charge from PV | Charge from Grid | impLimBat | exlimBat
1 | 1 | 2018-07-23 | 1.6982 | 1.6982 | 0.0018315 | 0 | 0 | 0 | 0 | 0 | 0 | 0 | -2.5 | 0 | Method
2 | 1 | 2018-07-23 00:30 | 1.6299 | 1.6299 | 0.0018315 | 0 | 0 | 0 | 0 | 0 | 0 | 0 | -2.5 | 0 | 1. Limit solar used from any period to reflect forecast uncertainty, make this dynamic based on amount of PV (if we have lots we can be more defensive on our charging)
3 | 1 | 2018-07-23 01:00 | 1.5536 | 1.5536 | 0.0018315 | 0 | 0 | 0 | 0 | 0 | 0 | 0 | -2.5 | 0 | 2. Max Peak Reduction possible is based on average demand for peak minus 6MWh in battery
4 | 1 | 2018-07-23 01:30 | 1.5158 | 1.5158 | 0.0018315 | 0 | 0 | 0 | 0 | 0 | 0 | 0 | -2.5 | 0 | 3. In charging period, aim to smooth the new peak to minimise (not required for challenge?)
5 | 1 | 2018-07-23 02:00 | 1.5074 | 1.5074 | 0.0018315 | 0 | 0 | 0 | 0 | 0 | 0 | 0 | -2.5 | 0 | 4. If we are not at full SoC going into Peak take some extra from Grid in the last possible HH (k=31)
6 | 1 | 2018-07-23 02:30 | 1.4756 | 1.4756 | 0.0018315 | 0 | 0 | 0 | 0 | 0 | 0 | 0 | -2.5 | 0
7 | 1 | 2018-07-23 03:00 | 1.469 | 1.469 | 0.0018315 | 0 | 0 | 0 | 0 | 0 | 0 | 0 | -2.5 | 0
8 | 1 | 2018-07-23 03:30 | 1.4399 | 1.4399 | 0.0018315 | 0 | 0 | 0 | 0 | 0 | 0 | 0 | -2.5 | 0
9 | 1 | 2018-07-23 04:00 | 1.521 | 1.521 | 0.014316 | 0 | 0 | 0 | 0 | 0 | 0 | 0 | -2.5 | 0
10 | 1 | 2018-07-23 04:30 | 1.6528 | 1.6528 | 0.014316 | 0 | 0 | 0 | 0 | 0 | 0 | 0 | -2.5 | 0
11 | 1 | 2018-07-23 05:00 | 1.9571 | 1.9571 | 0.23743 | 0 | 0 | 0 | 0 | 0 | 0 | 0 | -2.5 | 0
12 | 1 | 2018-07-23 05:30 | 2.2281 | 2.2281 | 0.23743 | 0 | 0 | 0 | 0 | 0 | 0 | 0 | -2.5 | 0
13 | 1 | 2018-07-23 06:00 | 2.6142 | 2.6142 | 0.53841 | 0 | 0 | 0 | 0 | 0 | 0 | 0 | -2.5 | 0
14 | 1 | 2018-07-23 06:30 | 2.7672 | 2.7672 | 0.76786 | 0 | 0 | 0 | 0 | 0 | 0 | 0 | -2.5 | 0
15 | 1 | 2018-07-23 07:00 | 2.8303 | 3.2347 | 1.297 | 0.40436 | 0.20218 | 0 | -0.40436 | 0 | -0.40436 | 0 | -2.5 | 0
16 | 1 | 2018-07-23 07:30 | 2.8193 | 3.2347 | 1.4876 | 0.41537 | 0.40987 | 0 | -0.41537 | 0 | -0.41537 | 0 | -2.5 | 0
17 | 1 | 2018-07-23 08:00 | 2.6754 | 3.2347 | 2.0629 | 0.55936 | 0.68955 | 0 | -0.55936 | 0 | -0.55936 | 0 | -2.5 | 0
18 | 1 | 2018-07-23 08:30 | 2.6399 | 3.2347 | 2.2368 | 0.59476 | 0.98693 | 0 | -0.59476 | 0 | -0.59476 | 0 | -2.5 | 0
19 | 1 | 2018-07-23 09:00 | 2.5525 | 3.2347 | 2.5508 | 0.68219 | 1.328 | 0 | -0.68219 | 0 | -0.68219 | 0 | -2.5 | 0
20 | 1 | 2018-07-23 09:30 | 2.5124 | 3.2347 | 2.7332 | 0.72227 | 1.6892 | 0 | -0.72227 | 0 | -0.72227 | 0 | -2.5 | 0
21 | 1 | 2018-07-23 10:00 | 2.5055 | 3.2347 | 2.9782 | 0.72924 | 2.0538 | 0 | -0.72924 | 0 | -0.72924 | 0 | -2.5 | 0
22 | 1 | 2018-07-23 10:30 | 2.4828 | 3.2347 | 3.0133 | 0.75188 | 2.4297 | 0 | -0.75188 | 0 | -0.75188 | 0 | -2.5 | 0
23 | 1 | 2018-07-23 11:00 | 2.4615 | 3.2347 | 3.2302 | 0.77321 | 2.8163 | 0 | -0.77321 | 0 | -0.77321 | 0 | -2.5 | 0
24 | 1 | 2018-07-23 11:30 | 2.418 | 3.2347 | 3.2475 | 0.8167 | 3.2247 | 0 | -0.8167 | 0 | -0.8167 | 0 | -2.5 | 0
25 | 1 | 2018-07-23 12:00 | 2.3753 | 3.2347 | 3.0936 | 0.85944 | 3.6544 | 0 | -0.85944 | 0 | -0.85944 | 0 | -2.5 | 0
26 | 1 | 2018-07-23 12:30 | 2.3423 | 3.2347 | 2.997 | 0.89246 | 4.1006 | 0 | -0.89246 | 0 | -0.89246 | 0 | -2.5 | 0
27 | 1 | 2018-07-23 13:00 | 2.2839 | 3.2347 | 2.9361 | 0.95085 | 4.576 | 0 | -0.95085 | 0 | -0.95085 | 0 | -2.5 | 0
28 | 1 | 2018-07-23 13:30 | 2.2899 | 3.2347 | 2.9205 | 0.94477 | 5.0484 | 0 | -0.94477 | 0 | -0.94477 | 0 | -2.5 | 0
29 | 1 | 2018-07-23 14:00 | 2.2994 | 3.2347 | 2.7894 | 0.93527 | 5.5161 | 0 | -0.93527 | 0 | -0.93527 | 0 | -2.5 | 0
30 | 1 | 2018-07-23 14:30 | 2.3896 | 3.2347 | 2.5859 | 0.84516 | 5.9386 | 0 | -0.84516 | 0 | -0.84516 | 0 | -2.5 | 0
31 | 1 | 2018-07-23 15:00 | 2.5264 | 2.6491 | 2.4481 | 0.12271 | 6 | 0 | -0.12271 | 0 | -0.12271 | 0 | -2.5 | 0
32 | 1 | 2018-07-23 15:30 | 2.7324 | 1.9067 | 2.3819 | -0.82574 | 5.5871 | 0.82574 | 0 | 0 | 0 | 0 | 0 | 2.5
33 | 1 | 2018-07-23 16:00 | 3.0551 | 1.9067 | 2.0553 | -1.1484 | 5.013 | 1.1484 | 0 | 0 | 0 | 0 | 0 | 2.5
34 | 1 | 2018-07-23 16:30 | 3.0732 | 1.9067 | 1.8658 | -1.1665 | 4.4297 | 1.1665 | 0 | 0 | 0 | 0 | 0 | 2.5
35 | 1 | 2018-07-23 17:00 | 3.2347 | 1.9067 | 1.3298 | -1.328 | 3.7657 | 1.328 | 0 | 0 | 0 | 0 | 0 | 2.5
36 | 1 | 2018-07-23 17:30 | 3.2188 | 1.9067 | 1.032 | -1.3121 | 3.1096 | 1.3121 | 0 | 0 | 0 | 0 | 0 | 2.5
37 | 1 | 2018-07-23 18:00 | 3.1201 | 1.9067 | 0.46224 | -1.2134 | 2.5029 | 1.2134 | 0 | 0 | 0 | 0 | 0 | 2.5
38 | 1 | 2018-07-23 18:30 | 3.0528 | 1.9067 | 0.44576 | -1.1461 | 1.9299 | 1.1461 | 0 | 0 | 0 | 0 | 0 | 2.5
39 | 1 | 2018-07-23 19:00 | 2.9703 | 1.9067 | 0.12359 | -1.0636 | 1.3981 | 1.0636 | 0 | 0 | 0 | 0 | 0 | 2.5
40 | 1 | 2018-07-23 19:30 | 2.9263 | 1.9067 | 0.11356 | -1.0196 | 0.88827 | 1.0196 | 0 | 0 | 0 | 0 | 0 | 2.5
41 | 1 | 2018-07-23 20:00 | 2.8408 | 1.9067 | 0.0053365 | -0.93413 | 0.42121 | 0.93413 | 0 | 0 | 0 | 0 | 0 | 2.5
42 | 1 | 2018-07-23 20:30 | 2.7491 | 1.9067 | 0.0053365 | -0.84242 | 0 | 0.84242 | 0 | 0 | 0 | 0 | 0 | 2.5
43 | 1 | 2018-07-23 21:00 | 2.6359 | 2.6359 | 0.0053365 | 0 | 0 | 0 | 0 | 0 | 0 | 0 | 0 | 0
44 | 1 | 2018-07-23 21:30 | 2.4427 | 2.4427 | 0.0053365 | 0 | 0 | 0 | 0 | 0 | 0 | 0 | 0 | 0
45 | 1 | 2018-07-23 22:00 | 2.1536 | 2.1536 | 0.0053365 | 0 | 0 | 0 | 0 | 0 | 0 | 0 | 0 | 0
46 | 1 | 2018-07-23 22:30 | 1.8981 | 1.8981 | 0.0053365 | 0 | 0 | 0 | 0 | 0 | 0 | 0 | 0 | 0
47 | 1 | 2018-07-23 23:00 | 1.801 | 1.801 | 0.0018315 | 0 | 0 | 0 | 0 | 0 | 0 | 0 | 0 | 0
48 | 1 | 2018-07-23 23:30 | 1.7037 | 1.7037 | 0.0018315 | 0 | 0 | 0 | 0 | 0 | 0 | 0 | 0 | 0
1 | 2 | 2018-07-24 | 1.7145 | 1.7145 | 0.0018315 | 0 | 0 | 0 | 0 | 0 | 0 | 0 | -2.5 | 0
2 | 2 | 2018-07-24 00:30 | 1.6426 | 1.6426 | 0.0018315 | 0 | 0 | 0 | 0 | 0 | 0 | 0 | -2.5 | 0
3 | 2 | 2018-07-24 01:00 | 1.5616 | 1.5616 | 0.0018315 | 0 | 0 | 0 | 0 | 0 | 0 | 0 | -2.5 | 0
4 | 2 | 2018-07-24 01:30 | 1.5216 | 1.5216 | 0.0018315 | 0 | 0 | 0 | 0 | 0 | 0 | 0 | -2.5 | 0
5 | 2 | 2018-07-24 02:00 | 1.5174 | 1.5174 | 0.0018315 | 0 | 0 | 0 | 0 | 0 | 0 | 0 | -2.5 | 0
6 | 2 | 2018-07-24 02:30 | 1.4834 | 1.4834 | 0.0018315 | 0 | 0 | 0 | 0 | 0 | 0 | 0 | -2.5 | 0
7 | 2 | 2018-07-24 03:00 | 1.4722 | 1.4722 | 0.0018315 | 0 | 0 | 0 | 0 | 0 | 0 | 0 | -2.5 | 0
8 | 2 | 2018-07-24 03:30 | 1.4393 | 1.4393 | 0.0018315 | 0 | 0 | 0 | 0 | 0 | 0 | 0 | -2.5 | 0
9 | 2 | 2018-07-24 04:00 | 1.5413 | 1.5413 | 0.014316 | 0 | 0 | 0 | 0 | 0 | 0 | 0 | -2.5 | 0
10 | 2 | 2018-07-24 04:30 | 1.6719 | 1.6719 | 0.014316 | 0 | 0 | 0 | 0 | 0 | 0 | 0 | -2.5 | 0
11 | 2 | 2018-07-24 05:00 | 1.9568 | 1.9568 | 0.23543 | 0 | 0 | 0 | 0 | 0 | 0 | 0 | -2.5 | 0
12 | 2 | 2018-07-24 05:30 | 2.2453 | 2.2453 | 0.23543 | 0 | 0 | 0 | 0 | 0 | 0 | 0 | -2.5 | 0
13 | 2 | 2018-07-24 06:00 | 2.6366 | 2.6366 | 0.5401 | 0 | 0 | 0 | 0 | 0 | 0 | 0 | -2.5 | 0
14 | 2 | 2018-07-24 06:30 | 2.768 | 2.768 | 0.75361 | 0 | 0 | 0 | 0 | 0 | 0 | 0 | -2.5 | 0
15 | 2 | 2018-07-24 07:00 | 2.8374 | 3.2398 | 1.2453 | 0.40239 | 0.20119 | 0 | -0.40239 | 0 | -0.40239 | 0 | -2.5 | 0
16 | 2 | 2018-07-24 07:30 | 2.8128 | 3.2398 | 1.4794 | 0.42694 | 0.41466 | 0 | -0.42694 | 0 | -0.42694 | 0 | -2.5 | 0
17 | 2 | 2018-07-24 08:00 | 2.7039 | 3.2398 | 2.0098 | 0.53584 | 0.68258 | 0 | -0.53584 | 0 | -0.53584 | 0 | -2.5 | 0
18 | 2 | 2018-07-24 08:30 | 2.671 | 3.2398 | 2.2107 | 0.56877 | 0.96697 | 0 | -0.56877 | 0 | -0.56877 | 0 | -2.5 | 0
19 | 2 | 2018-07-24 09:00 | 2.5096 | 3.2398 | 2.8782 | 0.73018 | 1.3321 | 0 | -0.73018 | 0 | -0.73018 | 0 | -2.5 | 0
20 | 2 | 2018-07-24 09:30 | 2.4618 | 3.2398 | 2.9952 | 0.77791 | 1.721 | 0 | -0.77791 | 0 | -0.77791 | 0 | -2.5 | 0
21 | 2 | 2018-07-24 10:00 | 2.3512 | 3.2398 | 3.1991 | 0.88852 | 2.1653 | 0 | -0.88852 | 0 | -0.88852 | 0 | -2.5 | 0
22 | 2 | 2018-07-24 10:30 | 2.3255 | 3.2398 | 3.2411 | 0.91426 | 2.6224 | 0 | -0.91426 | 0 | -0.91426 | 0 | -2.5 | 0
23 | 2 | 2018-07-24 11:00 | 2.3258 | 3.2398 | 3.5372 | 0.91392 | 3.0794 | 0 | -0.91392 | 0 | -0.91392 | 0 | -2.5 | 0
24 | 2 | 2018-07-24 11:30 | 2.2973 | 3.2398 | 3.5545 | 0.94245 | 3.5506 | 0 | -0.94245 | 0 | -0.94245 | 0 | -2.5 | 0
25 | 2 | 2018-07-24 12:00 | 2.267 | 3.2398 | 3.6142 | 0.97277 | 4.037 | 0 | -0.97277 | 0 | -0.97277 | 0 | -2.5 | 0
26 | 2 | 2018-07-24 12:30 | 2.2092 | 3.2398 | 3.547 | 1.0305 | 4.5522 | 0 | -1.0305 | 0 | -1.0305 | 0 | -2.5 | 0
27 | 2 | 2018-07-24 13:00 | 2.2481 | 3.2398 | 3.2822 | 0.99167 | 5.0481 | 0 | -0.99167 | 0 | -0.99167 | 0 | -2.5 | 0
28 | 2 | 2018-07-24 13:30 | 2.2401 | 3.2398 | 3.2822 | 0.99969 | 5.5479 | 0 | -0.99969 | 0 | -0.99969 | 0 | -2.5 | 0
29 | 2 | 2018-07-24 14:00 | 2.2201 | 3.1243 | 2.6488 | 0.90418 | 6 | 0 | -0.90418 | 0 | -0.90418 | 0 | -2.5 | 0
30 | 2 | 2018-07-24 14:30 | 2.3421 | 2.3421 | 2.5927 | 0 | 6 | 0 | 0 | 0 | 0 | 0 | -2.5 | 0
31 | 2 | 2018-07-24 15:00 | 2.6055 | 2.6055 | 2.2141 | 0 | 6 | 0 | 0 | 0 | 0 | 0 | -2.5 | 0
32 | 2 | 2018-07-24 15:30 | 2.8244 | 1.9197 | 2.1479 | -0.90467 | 5.5477 | 0.90467 | 0 | 0 |  |  | 0 | 2.5
33 | 2 | 2018-07-24 16:00 | 3.0609 | 1.9197 | 1.9327 | -1.1412 | 4.9771 | 1.1412 | 0 | 0 |  |  | 0 | 2.5
34 | 2 | 2018-07-24 16:30 | 3.0959 | 1.9197 | 1.7595 | -1.1762 | 4.389 | 1.1762 | 0 | 0 |  |  | 0 | 2.5
35 | 2 | 2018-07-24 17:00 | 3.2398 | 1.9197 | 1.1439 | -1.32 | 3.729 | 1.32 | 0 | 0 |  |  | 0 | 2.5
36 | 2 | 2018-07-24 17:30 | 3.2067 | 1.9197 | 0.9431 | -1.287 | 3.0855 | 1.287 | 0 | 0 |  |  | 0 | 2.5
37 | 2 | 2018-07-24 18:00 | 3.1667 | 1.9197 | 0.46652 | -1.247 | 2.462 | 1.247 | 0 | 0 |  |  | 0 | 2.5
38 | 2 | 2018-07-24 18:30 | 3.0569 | 1.9197 | 0.45004 | -1.1372 | 1.8934 | 1.1372 | 0 | 0 |  |  | 0 | 2.5
39 | 2 | 2018-07-24 19:00 | 2.9529 | 1.9197 | 0.12359 | -1.0332 | 1.3768 | 1.0332 | 0 | 0 |  |  | 0 | 2.5
40 | 2 | 2018-07-24 19:30 | 2.9062 | 1.9197 | 0.11356 | -0.98645 | 0.88357 | 0.98645 | 0 | 0 |  |  | 0 | 2.5
41 | 2 | 2018-07-24 20:00 | 2.8634 | 1.9197 | 0.0053365 | -0.94363 | 0.41175 | 0.94363 | 0 | 0 |  |  | 0 | 2.5
42 | 2 | 2018-07-24 20:30 | 2.7432 | 1.9197 | 0.0053365 | -0.82351 | 0 | 0.82351 | 0 | 0 |  |  | 0 | 2.5
43 | 2 | 2018-07-24 21:00 | 2.6373 | 2.6373 | 0.0053365 | 0 | 0 | 0 | 0 | 0 |  |  | 0 | 0
44 | 2 | 2018-07-24 21:30 | 2.4379 | 2.4379 | 0.0053365 | 0 | 0 | 0 | 0 | 0 |  |  | 0 | 0
45 | 2 | 2018-07-24 22:00 | 2.1379 | 2.1379 | 0.0053365 | 0 | 0 | 0 | 0 | 0 |  |  | 0 | 0
46 | 2 | 2018-07-24 22:30 | 1.8783 | 1.8783 | 0.0053365 | 0 | 0 | 0 | 0 | 0 |  |  | 0 | 0
47 | 2 | 2018-07-24 23:00 | 1.7983 | 1.7983 | 0.0018315 | 0 | 0 | 0 | 0 | 0 |  |  | 0 | 0
48 | 2 | 2018-07-24 23:30 | 1.699 | 1.699 | 0.0018315 | 0 | 0 | 0 | 0 | 0 |  |  | 0 | 0
1 | 3 | 2018-07-25 | 1.7097 | 1.7097 | 0.0018315 | 0 | 0 | 0 | 0 | 0 | 0 | 0 | -2.5 | 0
2 | 3 | 2018-07-25 00:30 | 1.6377 | 1.6377 | 0.0018315 | 0 | 0 | 0 | 0 | 0 | 0 | 0 | -2.5 | 0
3 | 3 | 2018-07-25 01:00 | 1.55 | 1.55 | 0.0018315 | 0 | 0 | 0 | 0 | 0 | 0 | 0 | -2.5 | 0
4 | 3 | 2018-07-25 01:30 | 1.51 | 1.51 | 0.0018315 | 0 | 0 | 0 | 0 | 0 | 0 | 0 | -2.5 | 0
5 | 3 | 2018-07-25 02:00 | 1.5057 | 1.5057 | 0.0018315 | 0 | 0 | 0 | 0 | 0 | 0 | 0 | -2.5 | 0
6 | 3 | 2018-07-25 02:30 | 1.4718 | 1.4718 | 0.0018315 | 0 | 0 | 0 | 0 | 0 | 0 | 0 | -2.5 | 0
7 | 3 | 2018-07-25 03:00 | 1.4655 | 1.4655 | 0.0018315 | 0 | 0 | 0 | 0 | 0 | 0 | 0 | -2.5 | 0
8 | 3 | 2018-07-25 03:30 | 1.4347 | 1.4347 | 0.0018315 | 0 | 0 | 0 | 0 | 0 | 0 | 0 | -2.5 | 0
9 | 3 | 2018-07-25 04:00 | 1.5369 | 1.5369 | 0.0094638 | 0 | 0 | 0 | 0 | 0 | 0 | 0 | -2.5 | 0
10 | 3 | 2018-07-25 04:30 | 1.6675 | 1.6675 | 0.0094638 | 0 | 0 | 0 | 0 | 0 | 0 | 0 | -2.5 | 0
11 | 3 | 2018-07-25 05:00 | 1.9609 | 1.9609 | 0.21371 | 0 | 0 | 0 | 0 | 0 | 0 | 0 | -2.5 | 0
12 | 3 | 2018-07-25 05:30 | 2.2431 | 2.2431 | 0.21371 | 0 | 0 | 0 | 0 | 0 | 0 | 0 | -2.5 | 0
13 | 3 | 2018-07-25 06:00 | 2.6352 | 2.6352 | 0.47487 | 0 | 0 | 0 | 0 | 0 | 0 | 0 | -2.5 | 0
14 | 3 | 2018-07-25 06:30 | 2.7668 | 2.7668 | 0.70432 | 0 | 0 | 0 | 0 | 0 | 0 | 0 | -2.5 | 0
15 | 3 | 2018-07-25 07:00 | 2.8475 | 3.1616 | 1.1859 | 0.31408 | 0.15704 | 0 | -0.31408 | 0 | -0.31408 | 0 | -2.5 | 0
16 | 3 | 2018-07-25 07:30 | 2.823 | 3.1616 | 1.4201 | 0.33863 | 0.32635 | 0 | -0.33863 | 0 | -0.33863 | 0 | -2.5 | 0
17 | 3 | 2018-07-25 08:00 | 2.7105 | 3.1616 | 1.8165 | 0.45109 | 0.5519 | 0 | -0.45109 | 0 | -0.45109 | 0 | -2.5 | 0
18 | 3 | 2018-07-25 08:30 | 2.6776 | 3.1616 | 2.0001 | 0.48402 | 0.79391 | 0 | -0.48402 | 0 | -0.48402 | 0 | -2.5 | 0
19 | 3 | 2018-07-25 09:00 | 2.5262 | 3.1616 | 2.8479 | 0.63541 | 1.1116 | 0 | -0.63541 | 0 | -0.63541 | 0 | -2.5 | 0
20 | 3 | 2018-07-25 09:30 | 2.4785 | 3.1616 | 2.9649 | 0.68313 | 1.4532 | 0 | -0.68313 | 0 | -0.68313 | 0 | -2.5 | 0
21 | 3 | 2018-07-25 10:00 | 2.3407 | 3.1616 | 3.1653 | 0.82085 | 1.8636 | 0 | -0.82085 | 0 | -0.82085 | 0 | -2.5 | 0
22 | 3 | 2018-07-25 10:30 | 2.315 | 3.1616 | 3.2177 | 0.84659 | 2.2869 | 0 | -0.84659 | 0 | -0.84659 | 0 | -2.5 | 0
23 | 3 | 2018-07-25 11:00 | 2.2981 | 3.1616 | 3.5039 | 0.86345 | 2.7186 | 0 | -0.86345 | 0 | -0.86345 | 0 | -2.5 | 0
24 | 3 | 2018-07-25 11:30 | 2.2696 | 3.1616 | 3.5212 | 0.89198 | 3.1646 | 0 | -0.89198 | 0 | -0.89198 | 0 | -2.5 | 0
25 | 3 | 2018-07-25 12:00 | 2.2216 | 3.1616 | 3.604 | 0.93996 | 3.6346 | 0 | -0.93996 | 0 | -0.93996 | 0 | -2.5 | 0
26 | 3 | 2018-07-25 12:30 | 2.1622 | 3.1616 | 3.5919 | 0.99937 | 4.1343 | 0 | -0.99937 | 0 | -0.99937 | 0 | -2.5 | 0
27 | 3 | 2018-07-25 13:00 | 2.124 | 3.1616 | 3.5946 | 1.0376 | 4.6531 | 0 | -1.0376 | 0 | -1.0376 | 0 | -2.5 | 0
28 | 3 | 2018-07-25 13:30 | 2.1084 | 3.1616 | 3.5946 | 1.0532 | 5.1796 | 0 | -1.0532 | 0 | -1.0532 | 0 | -2.5 | 0
29 | 3 | 2018-07-25 14:00 | 2.1596 | 3.1616 | 3.6151 | 1.002 | 5.6806 | 0 | -1.002 | 0 | -1.002 | 0 | -2.5 | 0
30 | 3 | 2018-07-25 14:30 | 2.2673 | 2.906 | 3.3772 | 0.63876 | 6 | 0 | -0.63876 | 0 | -0.63876 | 0 | -2.5 | 0
31 | 3 | 2018-07-25 15:00 | 2.4883 | 2.4883 | 2.7884 | 0 | 6 | 0 | 0 | 0 | 0 | 0 | -2.5 | 0
32 | 3 | 2018-07-25 15:30 | 2.6709 | 1.9067 | 2.6544 | -0.76416 | 5.6179 | 0.76416 | 0 | 0 |  |  | 0 | 2.5
33 | 3 | 2018-07-25 16:00 | 3.0317 | 1.9067 | 2.3553 | -1.125 | 5.0554 | 1.125 | 0 | 0 |  |  | 0 | 2.5
34 | 3 | 2018-07-25 16:30 | 3.0795 | 1.9067 | 2.1659 | -1.1728 | 4.469 | 1.1728 | 0 | 0 |  |  | 0 | 2.5
35 | 3 | 2018-07-25 17:00 | 3.1616 | 1.9067 | 1.1722 | -1.2549 | 3.8416 | 1.2549 | 0 | 0 |  |  | 0 | 2.5
36 | 3 | 2018-07-25 17:30 | 3.1367 | 1.9067 | 0.9874 | -1.23 | 3.2266 | 1.23 | 0 | 0 |  |  | 0 | 2.5
37 | 3 | 2018-07-25 18:00 | 3.0936 | 1.9067 | 0.46652 | -1.1869 | 2.6331 | 1.1869 | 0 | 0 |  |  | 0 | 2.5
38 | 3 | 2018-07-25 18:30 | 3.0586 | 1.9067 | 0.45004 | -1.1519 | 2.0572 | 1.1519 | 0 | 0 |  |  | 0 | 2.5
39 | 3 | 2018-07-25 19:00 | 2.9549 | 1.9067 | 0.12359 | -1.0482 | 1.5331 | 1.0482 | 0 | 0 |  |  | 0 | 2.5
40 | 3 | 2018-07-25 19:30 | 2.9131 | 1.9067 | 0.11356 | -1.0064 | 1.0298 | 1.0064 | 0 | 0 |  |  | 0 | 2.5
41 | 3 | 2018-07-25 20:00 | 2.911 | 1.9067 | 0.0053365 | -1.0043 | 0.52768 | 1.0043 | 0 | 0 |  |  | 0 | 2.5
42 | 3 | 2018-07-25 20:30 | 2.7944 | 1.9067 | 0.0053365 | -0.88775 | 0.083808 | 0.88775 | 0 | 0 |  |  | 0 | 2.5
43 | 3 | 2018-07-25 21:00 | 2.6383 | 2.6383 | 0.0053365 | 0 | 0.083808 | 0 | 0 | 0 |  |  | 0 | 0
44 | 3 | 2018-07-25 21:30 | 2.4431 | 2.4431 | 0.0053365 | 0 | 0.083808 | 0 | 0 | 0 |  |  | 0 | 0
45 | 3 | 2018-07-25 22:00 | 2.1571 | 2.1571 | 0.0053365 | 0 | 0.083808 | 0 | 0 | 0 |  |  | 0 | 0
46 | 3 | 2018-07-25 22:30 | 1.904 | 1.904 | 0.0053365 | 0 | 0.083808 | 0 | 0 | 0 |  |  | 0 | 0
47 | 3 | 2018-07-25 23:00 | 1.8035 | 1.8035 | 0.0018315 | 0 | 0.083808 | 0 | 0 | 0 |  |  | 0 | 0
48 | 3 | 2018-07-25 23:30 | 1.7069 | 1.7069 | 0.0018315 | 0 | 0.083808 | 0 | 0 | 0 |  |  | 0 | 0
1 | 4 | 2018-07-26 | 1.7003 | 1.7003 | 0.0018315 | 0 | 0 | 0 | 0 | 0 | 0 | 0 | -2.5 | 0
2 | 4 | 2018-07-26 00:30 | 1.6288 | 1.6288 | 0.0018315 | 0 | 0 | 0 | 0 | 0 | 0 | 0 | -2.5 | 0
3 | 4 | 2018-07-26 01:00 | 1.5478 | 1.5478 | 0.0018315 | 0 | 0 | 0 | 0 | 0 | 0 | 0 | -2.5 | 0
4 | 4 | 2018-07-26 01:30 | 1.5078 | 1.5078 | 0.0018315 | 0 | 0 | 0 | 0 | 0 | 0 | 0 | -2.5 | 0
5 | 4 | 2018-07-26 02:00 | 1.5035 | 1.5035 | 0.0018315 | 0 | 0 | 0 | 0 | 0 | 0 | 0 | -2.5 | 0
6 | 4 | 2018-07-26 02:30 | 1.4696 | 1.4696 | 0.0018315 | 0 | 0 | 0 | 0 | 0 | 0 | 0 | -2.5 | 0
7 | 4 | 2018-07-26 03:00 | 1.4714 | 1.4714 | 0.0018315 | 0 | 0 | 0 | 0 | 0 | 0 | 0 | -2.5 | 0
8 | 4 | 2018-07-26 03:30 | 1.4394 | 1.4394 | 0.0018315 | 0 | 0 | 0 | 0 | 0 | 0 | 0 | -2.5 | 0
9 | 4 | 2018-07-26 04:00 | 1.5212 | 1.5212 | 0.012332 | 0 | 0 | 0 | 0 | 0 | 0 | 0 | -2.5 | 0
10 | 4 | 2018-07-26 04:30 | 1.6476 | 1.6476 | 0.012332 | 0 | 0 | 0 | 0 | 0 | 0 | 0 | -2.5 | 0
11 | 4 | 2018-07-26 05:00 | 1.9451 | 1.9451 | 0.23543 | 0 | 0 | 0 | 0 | 0 | 0 | 0 | -2.5 | 0
12 | 4 | 2018-07-26 05:30 | 2.2284 | 2.2284 | 0.23543 | 0 | 0 | 0 | 0 | 0 | 0 | 0 | -2.5 | 0
13 | 4 | 2018-07-26 06:00 | 2.6168 | 2.6168 | 0.4847 | 0 | 0 | 0 | 0 | 0 | 0 | 0 | -2.5 | 0
14 | 4 | 2018-07-26 06:30 | 2.7394 | 2.7394 | 0.65906 | 0 | 0 | 0 | 0 | 0 | 0 | 0 | -2.5 | 0
15 | 4 | 2018-07-26 07:00 | 2.8342 | 3.4307 | 1.1441 | 0.59653 | 0.29826 | 0 | -0.59653 | 0 | -0.59653 | 0 | -2.5 | 0
16 | 4 | 2018-07-26 07:30 | 2.8097 | 3.436 | 1.3923 | 0.62631 | 0.61142 | 0 | -0.62631 | 0 | -0.62631 | 0 | -2.5 | 0
17 | 4 | 2018-07-26 08:00 | 2.6512 | 3.436 | 1.7704 | 0.78475 | 1.0038 | 0 | -0.78475 | 0 | -0.78475 | 0 | -2.5 | 0
18 | 4 | 2018-07-26 08:30 | 2.6211 | 3.436 | 2.0474 | 0.81484 | 1.4112 | 0 | -0.81484 | 0 | -0.81484 | 0 | -2.5 | 0
19 | 4 | 2018-07-26 09:00 | 2.5842 | 3.436 | 2.7008 | 0.8518 | 1.8371 | 0 | -0.8518 | 0 | -0.8518 | 0 | -2.5 | 0
20 | 4 | 2018-07-26 09:30 | 2.5291 | 3.436 | 2.8178 | 0.90691 | 2.2906 | 0 | -0.90691 | 0 | -0.90691 | 0 | -2.5 | 0
21 | 4 | 2018-07-26 10:00 | 2.4412 | 3.436 | 3.0297 | 0.99477 | 2.788 | 0 | -0.99477 | 0 | -0.99477 | 0 | -2.5 | 0
22 | 4 | 2018-07-26 10:30 | 2.4208 | 3.436 | 3.0821 | 1.0152 | 3.2955 | 0 | -1.0152 | 0 | -1.0152 | 0 | -2.5 | 0
23 | 4 | 2018-07-26 11:00 | 2.3521 | 3.436 | 3.1303 | 1.0839 | 3.8375 | 0 | -1.0839 | 0 | -1.0839 | 0 | -2.5 | 0
24 | 4 | 2018-07-26 11:30 | 2.3136 | 3.436 | 3.1476 | 1.1224 | 4.3987 | 0 | -1.1224 | 0 | -1.1224 | 0 | -2.5 | 0
25 | 4 | 2018-07-26 12:00 | 2.262 | 3.436 | 2.7829 | 1.1739 | 4.9856 | 0 | -1.1739 | 0 | -1.1739 | 0 | -2.5 | 0
26 | 4 | 2018-07-26 12:30 | 2.242 | 3.436 | 2.6863 | 1.194 | 5.5826 | 0 | -1.194 | 0 | -1.194 | 0 | -2.5 | 0
27 | 4 | 2018-07-26 13:00 | 2.184 | 3.0187 | 2.7144 | 0.83478 | 6 | 0 | -0.83478 | 0 | -0.83478 | 0 | -2.5 | 0
28 | 4 | 2018-07-26 13:30 | 2.1794 | 2.1794 | 2.7144 | 0 | 6 | 0 | 0 | 0 | 0 | 0 | -2.5 | 0
29 | 4 | 2018-07-26 14:00 | 2.1586 | 2.1586 | 2.7523 | 0 | 6 | 0 | 0 | 0 | 0 | 0 | -2.5 | 0
30 | 4 | 2018-07-26 14:30 | 2.283 | 2.283 | 2.5487 | 0 | 6 | 0 | 0 | 0 | 0 | 0 | -2.5 | 0
31 | 4 | 2018-07-26 15:00 | 2.5406 | 2.5406 | 2.1022 | 0 | 6 | 0 | 0 | 0 | 0 | 0 | -2.5 | 0
32 | 4 | 2018-07-26 15:30 | 2.7742 | 1.9067 | 2.036 | -0.86749 | 5.5663 | 0.86749 | 0 | 0 |  |  | 0 | 2.5
33 | 4 | 2018-07-26 16:00 | 3.0404 | 1.9067 | 1.9609 | -1.1337 | 4.9994 | 1.1337 | 0 | 0 |  |  | 0 | 2.5
34 | 4 | 2018-07-26 16:30 | 3.0774 | 1.9067 | 1.7714 | -1.1707 | 4.414 | 1.1707 | 0 | 0 |  |  | 0 | 2.5
35 | 4 | 2018-07-26 17:00 | 3.1236 | 1.9067 | 1.1546 | -1.2169 | 3.8056 | 1.2169 | 0 | 0 |  |  | 0 | 2.5
36 | 4 | 2018-07-26 17:30 | 3.1091 | 1.9067 | 0.95375 | -1.2024 | 3.2044 | 1.2024 | 0 | 0 |  |  | 0 | 2.5
37 | 4 | 2018-07-26 18:00 | 3.0797 | 1.9067 | 0.42438 | -1.173 | 2.6179 | 1.173 | 0 | 0 |  |  | 0 | 2.5
38 | 4 | 2018-07-26 18:30 | 3.0262 | 1.9067 | 0.41081 | -1.1195 | 2.0581 | 1.1195 | 0 | 0 |  |  | 0 | 2.5
39 | 4 | 2018-07-26 19:00 | 2.9197 | 1.9067 | 0.092442 | -1.013 | 1.5516 | 1.013 | 0 | 0 |  |  | 0 | 2.5
40 | 4 | 2018-07-26 19:30 | 2.8762 | 1.9067 | 0.082405 | -0.96947 | 1.0668 | 0.96947 | 0 | 0 |  |  | 0 | 2.5
41 | 4 | 2018-07-26 20:00 | 2.7683 | 1.9067 | 0.0053365 | -0.86164 | 0.63603 | 0.86164 | 0 | 0 |  |  | 0 | 2.5
42 | 4 | 2018-07-26 20:30 | 2.6142 | 1.9067 | 0.0053365 | -0.70753 | 0.28226 | 0.70753 | 0 | 0 |  |  | 0 | 2.5
43 | 4 | 2018-07-26 21:00 | 2.6057 | 2.6057 | 0.0053365 | 0 | 0.28226 | 0 | 0 | 0 |  |  | 0 | 0
44 | 4 | 2018-07-26 21:30 | 2.4085 | 2.4085 | 0.0053365 | 0 | 0.28226 | 0 | 0 | 0 |  |  | 0 | 0
45 | 4 | 2018-07-26 22:00 | 2.1611 | 2.1611 | 0.0053365 | 0 | 0.28226 | 0 | 0 | 0 |  |  | 0 | 0
46 | 4 | 2018-07-26 22:30 | 1.9103 | 1.9103 | 0.0053365 | 0 | 0.28226 | 0 | 0 | 0 |  |  | 0 | 0
47 | 4 | 2018-07-26 23:00 | 1.8047 | 1.8047 | 0.0018315 | 0 | 0.28226 | 0 | 0 | 0 |  |  | 0 | 0
48 | 4 | 2018-07-26 23:30 | 1.707 | 1.707 | 0.0018315 | 0 | 0.28226 | 0 | 0 | 0 |  |  | 0 | 0
1 | 5 | 2018-07-27 | 1.7166 | 1.7166 | 0.0018315 | 0 | 0 | 0 | 0 | 0 | 0 | 0 | -2.5 | 0
2 | 5 | 2018-07-27 00:30 | 1.646 | 1.646 | 0.0018315 | 0 | 0 | 0 | 0 | 0 | 0 | 0 | -2.5 | 0
3 | 5 | 2018-07-27 01:00 | 1.5656 | 1.5656 | 0.0018315 | 0 | 0 | 0 | 0 | 0 | 0 | 0 | -2.5 | 0
4 | 5 | 2018-07-27 01:30 | 1.5265 | 1.5265 | 0.0018315 | 0 | 0 | 0 | 0 | 0 | 0 | 0 | -2.5 | 0
5 | 5 | 2018-07-27 02:00 | 1.5165 | 1.5165 | 0.0018315 | 0 | 0 | 0 | 0 | 0 | 0 | 0 | -2.5 | 0
6 | 5 | 2018-07-27 02:30 | 1.4834 | 1.4834 | 0.0018315 | 0 | 0 | 0 | 0 | 0 | 0 | 0 | -2.5 | 0
7 | 5 | 2018-07-27 03:00 | 1.4843 | 1.4843 | 0.0018315 | 0 | 0 | 0 | 0 | 0 | 0 | 0 | -2.5 | 0
8 | 5 | 2018-07-27 03:30 | 1.4549 | 1.4549 | 0.0018315 | 0 | 0 | 0 | 0 | 0 | 0 | 0 | -2.5 | 0
9 | 5 | 2018-07-27 04:00 | 1.5153 | 1.5153 | 0.0018315 | 0 | 0 | 0 | 0 | 0 | 0 | 0 | -2.5 | 0
10 | 5 | 2018-07-27 04:30 | 1.6325 | 1.6325 | 0.0018315 | 0 | 0 | 0 | 0 | 0 | 0 | 0 | -2.5 | 0
11 | 5 | 2018-07-27 05:00 | 1.9388 | 1.9388 | 0.19667 | 0 | 0 | 0 | 0 | 0 | 0 | 0 | -2.5 | 0
12 | 5 | 2018-07-27 05:30 | 2.2258 | 2.2258 | 0.19667 | 0 | 0 | 0 | 0 | 0 | 0 | 0 | -2.5 | 0
13 | 5 | 2018-07-27 06:00 | 2.5506 | 2.5506 | 0.38428 | 0 | 0 | 0 | 0 | 0 | 0 | 0 | -2.5 | 0
14 | 5 | 2018-07-27 06:30 | 2.6952 | 2.6952 | 0.55864 | 0 | 0 | 0 | 0 | 0 | 0 | 0 | -2.5 | 0
15 | 5 | 2018-07-27 07:00 | 2.7254 | 2.7254 | 0.97047 | 0 | 0 | 0 | 0 | 0 | 0 | 0 | -2.5 | 0
16 | 5 | 2018-07-27 07:30 | 2.7038 | 3.444 | 1.1335 | 0.74023 | 0.37012 | 0 | -0.74023 | 0 | -0.74023 | 0 | -2.5 | 0
17 | 5 | 2018-07-27 08:00 | 2.6831 | 3.5431 | 1.3169 | 0.86 | 0.80012 | 0 | -0.86 | 0 | -0.86 | 0 | -2.5 | 0
18 | 5 | 2018-07-27 08:30 | 2.6499 | 3.6649 | 1.5542 | 1.015 | 1.3076 | 0 | -1.015 | 0 | -1.015 | 0 | -2.5 | 0
19 | 5 | 2018-07-27 09:00 | 2.5914 | 3.8424 | 2.1941 | 1.251 | 1.9331 | 0 | -1.251 | 0 | -1.251 | 0 | -2.5 | 0
20 | 5 | 2018-07-27 09:30 | 2.5499 | 3.8424 | 2.3111 | 1.2925 | 2.5794 | 0 | -1.2925 | 0 | -1.2925 | 0 | -2.5 | 0
21 | 5 | 2018-07-27 10:00 | 2.6384 | 3.8424 | 1.9582 | 1.204 | 3.1814 | 0 | -1.204 | 0 | -1.204 | 0 | -2.5 | 0
22 | 5 | 2018-07-27 10:30 | 2.6048 | 3.8424 | 2.0227 | 1.2376 | 3.8002 | 0 | -1.2376 | 0 | -1.2376 | 0 | -2.5 | 0
23 | 5 | 2018-07-27 11:00 | 2.517 | 3.6956 | 1.8047 | 1.1786 | 4.3895 | 0 | -1.1786 | 0 | -1.1786 | 0 | -2.5 | 0
24 | 5 | 2018-07-27 11:30 | 2.4731 | 3.6709 | 1.8342 | 1.1978 | 4.9884 | 0 | -1.1978 | 0 | -1.1978 | 0 | -2.5 | 0
25 | 5 | 2018-07-27 12:00 | 2.5874 | 3.5348 | 1.4507 | 0.94741 | 5.4621 | 0 | -0.94741 | 0 | -0.94741 | 0 | -2.5 | 0
26 | 5 | 2018-07-27 12:30 | 2.5254 | 3.4728 | 1.4507 | 0.94741 | 5.9358 | 0 | -0.94741 | 0 | -0.94741 | 0 | -2.5 | 0
27 | 5 | 2018-07-27 13:00 | 2.4668 | 2.5952 | 1.7742 | 0.12845 | 6 | 0 | -0.12845 | 0 | -0.12845 | 0 | -2.5 | 0
28 | 5 | 2018-07-27 13:30 | 2.4652 | 2.4652 | 1.7534 | 0 | 6 | 0 | 0 | 0 | 0 | 0 | -2.5 | 0
29 | 5 | 2018-07-27 14:00 | 2.3785 | 2.3785 | 2.0479 | 0 | 6 | 0 | 0 | 0 | 0 | 0 | -2.5 | 0
30 | 5 | 2018-07-27 14:30 | 2.5326 | 2.5326 | 1.8479 | 0 | 6 | 0 | 0 | 0 | 0 | 0 | -2.5 | 0
31 | 5 | 2018-07-27 15:00 | 2.7141 | 2.7141 | 0.99276 | 0 | 6 | 0 | 0 | 0 | 0 | 0 | -2.5 | 0
32 | 5 | 2018-07-27 15:30 | 2.8474 | 1.9067 | 0.88567 | -0.94067 | 5.5297 | 0.94067 | 0 | 0 |  |  | 0 | 2.5
33 | 5 | 2018-07-27 16:00 | 3.0283 | 1.9067 | 0.44464 | -1.1216 | 4.9688 | 1.1216 | 0 | 0 |  |  | 0 | 2.5
34 | 5 | 2018-07-27 16:30 | 3.0739 | 1.9067 | 0.40945 | -1.1672 | 4.3852 | 1.1672 | 0 | 0 |  |  | 0 | 2.5
35 | 5 | 2018-07-27 17:00 | 3.0618 | 1.9067 | 0.30886 | -1.1551 | 3.8077 | 1.1551 | 0 | 0 |  |  | 0 | 2.5
36 | 5 | 2018-07-27 17:30 | 2.9841 | 1.9067 | 0.23781 | -1.0774 | 3.269 | 1.0774 | 0 | 0 |  |  | 0 | 2.5
37 | 5 | 2018-07-27 18:00 | 2.9565 | 1.9067 | 0.15276 | -1.0498 | 2.7441 | 1.0498 | 0 | 0 |  |  | 0 | 2.5
38 | 5 | 2018-07-27 18:30 | 2.948 | 1.9067 | 0.15064 | -1.0413 | 2.2234 | 1.0413 | 0 | 0 |  |  | 0 | 2.5
39 | 5 | 2018-07-27 19:00 | 2.8007 | 1.9067 | 0.045566 | -0.89405 | 1.7764 | 0.89405 | 0 | 0 |  |  | 0 | 2.5
40 | 5 | 2018-07-27 19:30 | 2.7661 | 1.9067 | 0.045566 | -0.85944 | 1.3467 | 0.85944 | 0 | 0 |  |  | 0 | 2.5
41 | 5 | 2018-07-27 20:00 | 2.7487 | 1.9067 | 0.0053365 | -0.84198 | 0.92571 | 0.84198 | 0 | 0 |  |  | 0 | 2.5
42 | 5 | 2018-07-27 20:30 | 2.6215 | 1.9067 | 0.0053365 | -0.71485 | 0.56829 | 0.71485 | 0 | 0 |  |  | 0 | 2.5
43 | 5 | 2018-07-27 21:00 | 2.6148 | 2.6148 | 0.0053365 | 0 | 0.56829 | 0 | 0 | 0 |  |  | 0 | 0
44 | 5 | 2018-07-27 21:30 | 2.4256 | 2.4256 | 0.0053365 | 0 | 0.56829 | 0 | 0 | 0 |  |  | 0 | 0
45 | 5 | 2018-07-27 22:00 | 2.1711 | 2.1711 | 0.0053365 | 0 | 0.56829 | 0 | 0 | 0 |  |  | 0 | 0
46 | 5 | 2018-07-27 22:30 | 1.9309 | 1.9309 | 0.0053365 | 0 | 0.56829 | 0 | 0 | 0 |  |  | 0 | 0
47 | 5 | 2018-07-27 23:00 | 1.825 | 1.825 | 0.0018315 | 0 | 0.56829 | 0 | 0 | 0 |  |  | 0 | 0
48 | 5 | 2018-07-27 23:30 | 1.7097 | 1.7097 | 0.0018315 | 0 | 0.56829 | 0 | 0 | 0 |  |  | 0 | 0
1 | 6 | 2018-07-28 | 1.756 | 1.756 | 0.0018315 | 0 | 0 | 0 | 0 | 0 | 0 | 0 | -2.5 | 0
2 | 6 | 2018-07-28 00:30 | 1.6649 | 1.6649 | 0.0018315 | 0 | 0 | 0 | 0 | 0 | 0 | 0 | -2.5 | 0
3 | 6 | 2018-07-28 01:00 | 1.5971 | 1.5971 | 0.0018315 | 0 | 0 | 0 | 0 | 0 | 0 | 0 | -2.5 | 0
4 | 6 | 2018-07-28 01:30 | 1.5355 | 1.5355 | 0.0018315 | 0 | 0 | 0 | 0 | 0 | 0 | 0 | -2.5 | 0
5 | 6 | 2018-07-28 02:00 | 1.5135 | 1.5135 | 0.0018315 | 0 | 0 | 0 | 0 | 0 | 0 | 0 | -2.5 | 0
6 | 6 | 2018-07-28 02:30 | 1.4746 | 1.4746 | 0.0018315 | 0 | 0 | 0 | 0 | 0 | 0 | 0 | -2.5 | 0
7 | 6 | 2018-07-28 03:00 | 1.4932 | 1.4932 | 0.0018315 | 0 | 0 | 0 | 0 | 0 | 0 | 0 | -2.5 | 0
8 | 6 | 2018-07-28 03:30 | 1.4608 | 1.4608 | 0.0018315 | 0 | 0 | 0 | 0 | 0 | 0 | 0 | -2.5 | 0
9 | 6 | 2018-07-28 04:00 | 1.4886 | 1.4886 | 0.0018315 | 0 | 0 | 0 | 0 | 0 | 0 | 0 | -2.5 | 0
10 | 6 | 2018-07-28 04:30 | 1.5566 | 1.5566 | 0.0018315 | 0 | 0 | 0 | 0 | 0 | 0 | 0 | -2.5 | 0
11 | 6 | 2018-07-28 05:00 | 1.6935 | 1.6935 | 0.20149 | 0 | 0 | 0 | 0 | 0 | 0 | 0 | -2.5 | 0
12 | 6 | 2018-07-28 05:30 | 1.8378 | 1.8378 | 0.20149 | 0 | 0 | 0 | 0 | 0 | 0 | 0 | -2.5 | 0
13 | 6 | 2018-07-28 06:00 | 1.9567 | 1.9567 | 0.33644 | 0 | 0 | 0 | 0 | 0 | 0 | 0 | -2.5 | 0
14 | 6 | 2018-07-28 06:30 | 2.2015 | 2.2015 | 0.37732 | 0 | 0 | 0 | 0 | 0 | 0 | 0 | -2.5 | 0
15 | 6 | 2018-07-28 07:00 | 2.5278 | 2.5278 | 0.65601 | 0 | 0 | 0 | 0 | 0 | 0 | 0 | -2.5 | 0
16 | 6 | 2018-07-28 07:30 | 2.6138 | 2.6138 | 0.87058 | 0 | 0 | 0 | 0 | 0 | 0 | 0 | -2.5 | 0
17 | 6 | 2018-07-28 08:00 | 2.8746 | 3.6868 | 1.2577 | 0.81223 | 0.40611 | 0 | -0.81223 | 0 | -0.81223 | 0 | -2.5 | 0
18 | 6 | 2018-07-28 08:30 | 2.8489 | 3.7542 | 1.4018 | 0.90526 | 0.85874 | 0 | -0.90526 | 0 | -0.90526 | 0 | -2.5 | 0
19 | 6 | 2018-07-28 09:00 | 2.8146 | 3.7032 | 1.3759 | 0.88853 | 1.303 | 0 | -0.88853 | 0 | -0.88853 | 0 | -2.5 | 0
20 | 6 | 2018-07-28 09:30 | 2.7338 | 3.7108 | 1.5129 | 0.97703 | 1.7915 | 0 | -0.97703 | 0 | -0.97703 | 0 | -2.5 | 0
21 | 6 | 2018-07-28 10:00 | 2.7167 | 3.7278 | 1.5657 | 1.0111 | 2.2971 | 0 | -1.0111 | 0 | -1.0111 | 0 | -2.5 | 0
22 | 6 | 2018-07-28 10:30 | 2.6717 | 3.7054 | 1.6008 | 1.0337 | 2.8139 | 0 | -1.0337 | 0 | -1.0337 | 0 | -2.5 | 0
23 | 6 | 2018-07-28 11:00 | 2.5626 | 3.9544 | 2.4312 | 1.3918 | 3.5099 | 0 | -1.3918 | 0 | -1.3918 | 0 | -2.5 | 0
24 | 6 | 2018-07-28 11:30 | 2.5262 | 3.9544 | 2.4312 | 1.4282 | 4.2239 | 0 | -1.4282 | 0 | -1.4282 | 0 | -2.5 | 0
25 | 6 | 2018-07-28 12:00 | 2.444 | 3.9544 | 2.4522 | 1.5104 | 4.9791 | 0 | -1.5104 | 0 | -1.5104 | 0 | -2.5 | 0
26 | 6 | 2018-07-28 12:30 | 2.4336 | 3.9544 | 2.4522 | 1.5208 | 5.7395 | 0 | -1.5208 | 0 | -1.5208 | 0 | -2.5 | 0
27 | 6 | 2018-07-28 13:00 | 2.3835 | 2.9044 | 2.1456 | 0.52096 | 6 | 0 | -0.52096 | 0 | -0.52096 | 0 | -2.5 | 0
28 | 6 | 2018-07-28 13:30 | 2.3938 | 2.3938 | 2.2075 | 0 | 6 | 0 | 0 | 0 | 0 | 0 | -2.5 | 0
29 | 6 | 2018-07-28 14:00 | 2.4341 | 2.4341 | 1.8256 | 0 | 6 | 0 | 0 | 0 | 0 | 0 | -2.5 | 0
30 | 6 | 2018-07-28 14:30 | 2.5097 | 2.5097 | 1.6405 | 0 | 6 | 0 | 0 | 0 | 0 | 0 | -2.5 | 0
31 | 6 | 2018-07-28 15:00 | 2.7465 | 2.7465 | 1.3573 | 0 | 6 | 0 | 0 | 0 | 0 | 0 | -2.5 | 0
32 | 6 | 2018-07-28 15:30 | 2.9222 | 1.9067 | 1.2502 | -1.0155 | 5.4923 | 1.0155 | 0 | 0 |  |  | 0 | 2.5
33 | 6 | 2018-07-28 16:00 | 3.0558 | 1.9067 | 1.0279 | -1.1491 | 4.9177 | 1.1491 | 0 | 0 |  |  | 0 | 2.5
34 | 6 | 2018-07-28 16:30 | 3.0825 | 1.9067 | 0.75716 | -1.1758 | 4.3298 | 1.1758 | 0 | 0 |  |  | 0 | 2.5
35 | 6 | 2018-07-28 17:00 | 3.1635 | 1.9067 | 0.38152 | -1.2568 | 3.7014 | 1.2568 | 0 | 0 |  |  | 0 | 2.5
36 | 6 | 2018-07-28 17:30 | 3.0565 | 1.9067 | 0.31047 | -1.1498 | 3.1265 | 1.1498 | 0 | 0 |  |  | 0 | 2.5
37 | 6 | 2018-07-28 18:00 | 2.9768 | 1.9067 | 0.12644 | -1.0701 | 2.5915 | 1.0701 | 0 | 0 |  |  | 0 | 2.5
38 | 6 | 2018-07-28 18:30 | 2.9685 | 1.9067 | 0.12005 | -1.0618 | 2.0606 | 1.0618 | 0 | 0 |  |  | 0 | 2.5
39 | 6 | 2018-07-28 19:00 | 2.8521 | 1.9067 | 0.017821 | -0.94544 | 1.5878 | 0.94544 | 0 | 0 |  |  | 0 | 2.5
40 | 6 | 2018-07-28 19:30 | 2.7911 | 1.9067 | 0.017821 | -0.88437 | 1.1457 | 0.88437 | 0 | 0 |  |  | 0 | 2.5
41 | 6 | 2018-07-28 20:00 | 2.721 | 1.9067 | 0.0053365 | -0.81427 | 0.73853 | 0.81427 | 0 | 0 |  |  | 0 | 2.5
42 | 6 | 2018-07-28 20:30 | 2.6063 | 1.9067 | 0.0053365 | -0.69958 | 0.38874 | 0.69958 | 0 | 0 |  |  | 0 | 2.5
43 | 6 | 2018-07-28 21:00 | 2.5858 | 2.5858 | 0.0053365 | 0 | 0.38874 | 0 | 0 | 0 |  |  | 0 | 0
44 | 6 | 2018-07-28 21:30 | 2.3994 | 2.3994 | 0.0053365 | 0 | 0.38874 | 0 | 0 | 0 |  |  | 0 | 0
45 | 6 | 2018-07-28 22:00 | 2.1514 | 2.1514 | 0.0053365 | 0 | 0.38874 | 0 | 0 | 0 |  |  | 0 | 0
46 | 6 | 2018-07-28 22:30 | 1.9193 | 1.9193 | 0.0053365 | 0 | 0.38874 | 0 | 0 | 0 |  |  | 0 | 0
47 | 6 | 2018-07-28 23:00 | 1.8375 | 1.8375 | 0.0018315 | 0 | 0.38874 | 0 | 0 | 0 |  |  | 0 | 0
48 | 6 | 2018-07-28 23:30 | 1.7225 | 1.7225 | 0.0018315 | 0 | 0.38874 | 0 | 0 | 0 |  |  | 0 | 0
1 | 7 | 2018-07-29 | 1.7609 | 1.7609 | 0.0018315 | 0 | 0 | 0 | 0 | 0 | 0 | 0 | -2.5 | 0
2 | 7 | 2018-07-29 00:30 | 1.6784 | 1.6784 | 0.0018315 | 0 | 0 | 0 | 0 | 0 | 0 | 0 | -2.5 | 0
3 | 7 | 2018-07-29 01:00 | 1.5997 | 1.5997 | 0.0018315 | 0 | 0 | 0 | 0 | 0 | 0 | 0 | -2.5 | 0
4 | 7 | 2018-07-29 01:30 | 1.5391 | 1.5391 | 0.0018315 | 0 | 0 | 0 | 0 | 0 | 0 | 0 | -2.5 | 0
5 | 7 | 2018-07-29 02:00 | 1.525 | 1.525 | 0.0018315 | 0 | 0 | 0 | 0 | 0 | 0 | 0 | -2.5 | 0
6 | 7 | 2018-07-29 02:30 | 1.4887 | 1.4887 | 0.0018315 | 0 | 0 | 0 | 0 | 0 | 0 | 0 | -2.5 | 0
7 | 7 | 2018-07-29 03:00 | 1.4888 | 1.4888 | 0.0018315 | 0 | 0 | 0 | 0 | 0 | 0 | 0 | -2.5 | 0
8 | 7 | 2018-07-29 03:30 | 1.465 | 1.465 | 0.0018315 | 0 | 0 | 0 | 0 | 0 | 0 | 0 | -2.5 | 0
9 | 7 | 2018-07-29 04:00 | 1.4287 | 1.4287 | 0.0018315 | 0 | 0 | 0 | 0 | 0 | 0 | 0 | -2.5 | 0
10 | 7 | 2018-07-29 04:30 | 1.4908 | 1.4908 | 0.0018315 | 0 | 0 | 0 | 0 | 0 | 0 | 0 | -2.5 | 0
11 | 7 | 2018-07-29 05:00 | 1.6275 | 1.6275 | 0.028761 | 0 | 0 | 0 | 0 | 0 | 0 | 0 | -2.5 | 0
12 | 7 | 2018-07-29 05:30 | 1.6712 | 1.6712 | 0.028761 | 0 | 0 | 0 | 0 | 0 | 0 | 0 | -2.5 | 0
13 | 7 | 2018-07-29 06:00 | 1.8583 | 1.8583 | 0.065143 | 0 | 0 | 0 | 0 | 0 | 0 | 0 | -2.5 | 0
14 | 7 | 2018-07-29 06:30 | 1.9577 | 1.9577 | 0.075136 | 0 | 0 | 0 | 0 | 0 | 0 | 0 | -2.5 | 0
15 | 7 | 2018-07-29 07:00 | 2.3214 | 2.3214 | 0.25268 | 0 | 0 | 0 | 0 | 0 | 0 | 0 | -2.5 | 0
16 | 7 | 2018-07-29 07:30 | 2.4575 | 2.4575 | 0.32854 | 0 | 0 | 0 | 0 | 0 | 0 | 0 | -2.5 | 0
17 | 7 | 2018-07-29 08:00 | 2.8967 | 2.8967 | 0.57902 | 0 | 0 | 0 | 0 | 0 | 0 | 0 | -2.5 | 0
18 | 7 | 2018-07-29 08:30 | 2.9106 | 2.9106 | 0.82446 | 0 | 0 | 0 | 0 | 0 | 0 | 0 | -2.5 | 0
19 | 7 | 2018-07-29 09:00 | 2.9426 | 2.9426 | 0.88622 | 0 | 0 | 0 | 0 | 0 | 0 | 0 | -2.5 | 0
20 | 7 | 2018-07-29 09:30 | 2.8866 | 3.5995 | 1.0711 | 0.71291 | 0.35645 | 0 | -0.71291 | 0 | -0.71291 | 0 | -2.5 | 0
21 | 7 | 2018-07-29 10:00 | 2.807 | 3.9942 | 1.9388 | 1.1872 | 0.95007 | 0 | -1.1872 | 0 | -1.1872 | 0 | -2.5 | 0
22 | 7 | 2018-07-29 10:30 | 2.7859 | 3.9942 | 2.0034 | 1.2083 | 1.5542 | 0 | -1.2083 | 0 | -1.2083 | 0 | -2.5 | 0
23 | 7 | 2018-07-29 11:00 | 2.6661 | 3.9942 | 2.6272 | 1.3281 | 2.2183 | 0 | -1.3281 | 0 | -1.3281 | 0 | -2.5 | 0
24 | 7 | 2018-07-29 11:30 | 2.6566 | 3.9942 | 2.6567 | 1.3376 | 2.8871 | 0 | -1.3376 | 0 | -1.3376 | 0 | -2.5 | 0
25 | 7 | 2018-07-29 12:00 | 2.4609 | 3.9942 | 2.7817 | 1.5333 | 3.6538 | 0 | -1.5333 | 0 | -1.5333 | 0 | -2.5 | 0
26 | 7 | 2018-07-29 12:30 | 2.4071 | 3.9942 | 2.7458 | 1.5872 | 4.4473 | 0 | -1.5872 | 0 | -1.5872 | 0 | -2.5 | 0
27 | 7 | 2018-07-29 13:00 | 2.3421 | 3.9942 | 2.8152 | 1.6521 | 5.2734 | 0 | -1.6521 | 0 | -1.6521 | 0 | -2.5 | 0
28 | 7 | 2018-07-29 13:30 | 2.3473 | 3.8005 | 2.8152 | 1.4532 | 6 | 0 | -1.4532 | 0 | -1.4532 | 0 | -2.5 | 0
29 | 7 | 2018-07-29 14:00 | 2.4318 | 2.4318 | 1.8658 | 0 | 6 | 0 | 0 | 0 | 0 | 0 | -2.5 | 0
30 | 7 | 2018-07-29 14:30 | 2.4993 | 2.4993 | 1.7078 | 0 | 6 | 0 | 0 | 0 | 0 | 0 | -2.5 | 0
31 | 7 | 2018-07-29 15:00 | 2.9161 | 2.9161 | 0.75956 | 0 | 6 | 0 | 0 | 0 | 0 | 0 | -2.5 | 0
32 | 7 | 2018-07-29 15:30 | 3.064 | 1.9067 | 0.69126 | -1.1573 | 5.4214 | 1.1573 | 0 | 0 |  |  | 0 | 2.5
33 | 7 | 2018-07-29 16:00 | 3.1196 | 1.9067 | 0.44486 | -1.2129 | 4.8149 | 1.2129 | 0 | 0 |  |  | 0 | 2.5
34 | 7 | 2018-07-29 16:30 | 3.1954 | 1.9067 | 0.3695 | -1.2887 | 4.1706 | 1.2887 | 0 | 0 |  |  | 0 | 2.5
35 | 7 | 2018-07-29 17:00 | 3.1154 | 1.9067 | 0.40916 | -1.2087 | 3.5662 | 1.2087 | 0 | 0 |  |  | 0 | 2.5
36 | 7 | 2018-07-29 17:30 | 3.0468 | 1.9067 | 0.33811 | -1.1401 | 2.9962 | 1.1401 | 0 | 0 |  |  | 0 | 2.5
37 | 7 | 2018-07-29 18:00 | 2.9663 | 1.9067 | 0.26711 | -1.0596 | 2.4664 | 1.0596 | 0 | 0 |  |  | 0 | 2.5
38 | 7 | 2018-07-29 18:30 | 2.9187 | 1.9067 | 0.24639 | -1.012 | 1.9604 | 1.012 | 0 | 0 |  |  | 0 | 2.5
39 | 7 | 2018-07-29 19:00 | 2.8456 | 1.9067 | 0.047856 | -0.93895 | 1.4909 | 0.93895 | 0 | 0 |  |  | 0 | 2.5
40 | 7 | 2018-07-29 19:30 | 2.7748 | 1.9067 | 0.047856 | -0.86806 | 1.0569 | 0.86806 | 0 | 0 |  |  | 0 | 2.5
41 | 7 | 2018-07-29 20:00 | 2.7059 | 1.9067 | 0.0053365 | -0.79919 | 0.65728 | 0.79919 | 0 | 0 |  |  | 0 | 2.5
42 | 7 | 2018-07-29 20:30 | 2.5916 | 1.9067 | 0.0053365 | -0.68494 | 0.31481 | 0.68494 | 0 | 0 |  |  | 0 | 2.5
43 | 7 | 2018-07-29 21:00 | 2.5711 | 2.5711 | 0.0053365 | 0 | 0.31481 | 0 | 0 | 0 |  |  | 0 | 0
44 | 7 | 2018-07-29 21:30 | 2.3953 | 2.3953 | 0.0053365 | 0 | 0.31481 | 0 | 0 | 0 |  |  | 0 | 0
45 | 7 | 2018-07-29 22:00 | 2.1457 | 2.1457 | 0.0053365 | 0 | 0.31481 | 0 | 0 | 0 |  |  | 0 | 0
46 | 7 | 2018-07-29 22:30 | 1.913 | 1.913 | 0.0053365 | 0 | 0.31481 | 0 | 0 | 0 |  |  | 0 | 0
47 | 7 | 2018-07-29 23:00 | 1.801 | 1.801 | 0.0018315 | 0 | 0.31481 | 0 | 0 | 0 |  |  | 0 | 0
48 | 7 | 2018-07-29 23:30 | 1.7037 | 1.7037 | 0.0018315 | 0 | 0.31481 | 0 | 0 | 0 |  |  | 0 | 0

## task0ForecastsPVandDemand_R (2)
[11 empty] | PeakReductionRd(%) | Solar | Grid | Score
| d | startPeakMW | targetPeakMW | PV Risk Factor 1 | PV Risk Factor 2 | PeakSmoothTarget | peakNewMW | Available Solar | FromSolarMW | FromGridMW |  | pd1 | pd2 | sd
| 1 | 3.2347 | 1.9067 | 50.84% | 1 | 3.2347 | 1.9067 | 46.4325 | -12 | 0 | 41.06% | 100% | 0 | 1.2317
| 2 | 3.2398 | 1.9197 | 49.32% | 1 | 3.2398 | 1.9197 | 49.3393 | -12 | 0 | 40.65% | 100% | 0 | 1.2196
| 3 | 3.1616 | 1.9197 | 48.32% | 1 | 3.1616 | 1.9067 | 51.4494 | -12 | 0 | 41.06% | 100% | 0 | 1.2317
| 4 | 3.1236 | 1.8915 | 52.14% | 1 | 3.436 | 1.9067 | 44.2175 | -12 | 0 | 41.06% | 100% | 0 | 1.2317
| 5 | 3.0739 | 1.8554 | 65.31% | 1 | 3.8424 | 1.9067 | 29.7721 | -12 | 0 | 41.06% | 100% | 0 | 1.2317
| 6 | 3.1635 | 1.8034 | 64.58% | 1 | 3.9544 | 1.9067 | 30.32 | -12 | 0 | 41.06% | 100% | 0 | 1.2317
| 7 | 3.1954 | 1.836 | 66.56% | 1 | 3.9942 | 1.9067 | 28.8753 | -12 | 0 | 41.06% | 100% | 0% | 1.2317
|  | Method | 1. Limit solar used from any period to reflect forecast uncertainty, make this dynamic based on amount of PV (if we have lots we can be more defensive on our charging) - PV Risk Factor 1 | [9 empty] | Sfinal | 8.6095
2. Max Peak Reduction possible is based on average demand for peak minus 6MWh in battery, spead battery discharge to flatten peak hours
3. In charging period, aim to smooth the new peak to minimise cration of a new (not required for challenge?) - PeakSmoothTarget
4. If we are not at full SoC going into Peak take some extra from Grid in the last possible HH (k=31) - FromGridMW
k | d | dateTimeUTC | task0ForecastDemandMW | netDemandMW | task0ForecsatPVMW | BATERY NET MW | SoC (MWh) | DischargeMW | ChargeMW | Grid Top Up | Charge from PV | Charge from Grid | impLimBat | exlimBat
1 | 1 | 2018-07-23 | 1.6982 | 1.6982 | 0.0018315 | 0 | 0 | 0 | 0 | 0 | 0 | 0 | -2.5 | 0 | Method
2 | 1 | 2018-07-23 00:30 | 1.6299 | 1.6299 | 0.0018315 | 0 | 0 | 0 | 0 | 0 | 0 | 0 | -2.5 | 0 | 1. Limit solar used from any period to reflect forecast uncertainty, make this dynamic based on amount of PV (if we have lots we can be more defensive on our charging)
3 | 1 | 2018-07-23 01:00 | 1.5536 | 1.5536 | 0.0018315 | 0 | 0 | 0 | 0 | 0 | 0 | 0 | -2.5 | 0 | 2. Max Peak Reduction possible is based on average demand for peak minus 6MWh in battery
4 | 1 | 2018-07-23 01:30 | 1.5158 | 1.5158 | 0.0018315 | 0 | 0 | 0 | 0 | 0 | 0 | 0 | -2.5 | 0 | 3. In charging period, aim to smooth the new peak to minimise (not required for challenge?)
5 | 1 | 2018-07-23 02:00 | 1.5074 | 1.5074 | 0.0018315 | 0 | 0 | 0 | 0 | 0 | 0 | 0 | -2.5 | 0 | 4. If we are not at full SoC going into Peak take some extra from Grid in the last possible HH (k=31)
6 | 1 | 2018-07-23 02:30 | 1.4756 | 1.4756 | 0.0018315 | 0 | 0 | 0 | 0 | 0 | 0 | 0 | -2.5 | 0
7 | 1 | 2018-07-23 03:00 | 1.469 | 1.469 | 0.0018315 | 0 | 0 | 0 | 0 | 0 | 0 | 0 | -2.5 | 0
8 | 1 | 2018-07-23 03:30 | 1.4399 | 1.4399 | 0.0018315 | 0 | 0 | 0 | 0 | 0 | 0 | 0 | -2.5 | 0
9 | 1 | 2018-07-23 04:00 | 1.521 | 1.521 | 0.014316 | 0 | 0 | 0 | 0 | 0 | 0 | 0 | -2.5 | 0
10 | 1 | 2018-07-23 04:30 | 1.6528 | 1.6528 | 0.014316 | 0 | 0 | 0 | 0 | 0 | 0 | 0 | -2.5 | 0
11 | 1 | 2018-07-23 05:00 | 1.9571 | 1.9571 | 0.23743 | 0 | 0 | 0 | 0 | 0 | 0 | 0 | -2.5 | 0
12 | 1 | 2018-07-23 05:30 | 2.2281 | 2.2281 | 0.23743 | 0 | 0 | 0 | 0 | 0 | 0 | 0 | -2.5 | 0
13 | 1 | 2018-07-23 06:00 | 2.6142 | 2.6142 | 0.53841 | 0 | 0 | 0 | 0 | 0 | 0 | 0 | -2.5 | 0
14 | 1 | 2018-07-23 06:30 | 2.7672 | 2.7672 | 0.76786 | 0 | 0 | 0 | 0 | 0 | 0 | 0 | -2.5 | 0
15 | 1 | 2018-07-23 07:00 | 2.8303 | 3.2347 | 1.297 | 0.40436 | 0.20218 | 0 | -0.40436 | 0 | -0.40436 | 0 | -2.5 | 0
16 | 1 | 2018-07-23 07:30 | 2.8193 | 3.2347 | 1.4876 | 0.41537 | 0.40987 | 0 | -0.41537 | 0 | -0.41537 | 0 | -2.5 | 0
17 | 1 | 2018-07-23 08:00 | 2.6754 | 3.2347 | 2.0629 | 0.55936 | 0.68955 | 0 | -0.55936 | 0 | -0.55936 | 0 | -2.5 | 0
18 | 1 | 2018-07-23 08:30 | 2.6399 | 3.2347 | 2.2368 | 0.59476 | 0.98693 | 0 | -0.59476 | 0 | -0.59476 | 0 | -2.5 | 0
19 | 1 | 2018-07-23 09:00 | 2.5525 | 3.2347 | 2.5508 | 0.68219 | 1.328 | 0 | -0.68219 | 0 | -0.68219 | 0 | -2.5 | 0
20 | 1 | 2018-07-23 09:30 | 2.5124 | 3.2347 | 2.7332 | 0.72227 | 1.6892 | 0 | -0.72227 | 0 | -0.72227 | 0 | -2.5 | 0
21 | 1 | 2018-07-23 10:00 | 2.5055 | 3.2347 | 2.9782 | 0.72924 | 2.0538 | 0 | -0.72924 | 0 | -0.72924 | 0 | -2.5 | 0
22 | 1 | 2018-07-23 10:30 | 2.4828 | 3.2347 | 3.0133 | 0.75188 | 2.4297 | 0 | -0.75188 | 0 | -0.75188 | 0 | -2.5 | 0
23 | 1 | 2018-07-23 11:00 | 2.4615 | 3.2347 | 3.2302 | 0.77321 | 2.8163 | 0 | -0.77321 | 0 | -0.77321 | 0 | -2.5 | 0
24 | 1 | 2018-07-23 11:30 | 2.418 | 3.2347 | 3.2475 | 0.8167 | 3.2247 | 0 | -0.8167 | 0 | -0.8167 | 0 | -2.5 | 0
25 | 1 | 2018-07-23 12:00 | 2.3753 | 3.2347 | 3.0936 | 0.85944 | 3.6544 | 0 | -0.85944 | 0 | -0.85944 | 0 | -2.5 | 0
26 | 1 | 2018-07-23 12:30 | 2.3423 | 3.2347 | 2.997 | 0.89246 | 4.1006 | 0 | -0.89246 | 0 | -0.89246 | 0 | -2.5 | 0
27 | 1 | 2018-07-23 13:00 | 2.2839 | 3.2347 | 2.9361 | 0.95085 | 4.576 | 0 | -0.95085 | 0 | -0.95085 | 0 | -2.5 | 0
28 | 1 | 2018-07-23 13:30 | 2.2899 | 3.2347 | 2.9205 | 0.94477 | 5.0484 | 0 | -0.94477 | 0 | -0.94477 | 0 | -2.5 | 0
29 | 1 | 2018-07-23 14:00 | 2.2994 | 3.2347 | 2.7894 | 0.93527 | 5.5161 | 0 | -0.93527 | 0 | -0.93527 | 0 | -2.5 | 0
30 | 1 | 2018-07-23 14:30 | 2.3896 | 3.2347 | 2.5859 | 0.84516 | 5.9386 | 0 | -0.84516 | 0 | -0.84516 | 0 | -2.5 | 0
31 | 1 | 2018-07-23 15:00 | 2.5264 | 2.6491 | 2.4481 | 0.12271 | 6 | 0 | -0.12271 | 0 | -0.12271 | 0 | -2.5 | 0
32 | 1 | 2018-07-23 15:30 | 2.7324 | 1.9067 | 2.3819 | -0.82574 | 5.5871 | 0.82574 | 0 | 0 | 0 | 0 | 0 | 2.5
33 | 1 | 2018-07-23 16:00 | 3.0551 | 1.9067 | 2.0553 | -1.1484 | 5.013 | 1.1484 | 0 | 0 | 0 | 0 | 0 | 2.5
34 | 1 | 2018-07-23 16:30 | 3.0732 | 1.9067 | 1.8658 | -1.1665 | 4.4297 | 1.1665 | 0 | 0 | 0 | 0 | 0 | 2.5
35 | 1 | 2018-07-23 17:00 | 3.2347 | 1.9067 | 1.3298 | -1.328 | 3.7657 | 1.328 | 0 | 0 | 0 | 0 | 0 | 2.5
36 | 1 | 2018-07-23 17:30 | 3.2188 | 1.9067 | 1.032 | -1.3121 | 3.1096 | 1.3121 | 0 | 0 | 0 | 0 | 0 | 2.5
37 | 1 | 2018-07-23 18:00 | 3.1201 | 1.9067 | 0.46224 | -1.2134 | 2.5029 | 1.2134 | 0 | 0 | 0 | 0 | 0 | 2.5
38 | 1 | 2018-07-23 18:30 | 3.0528 | 1.9067 | 0.44576 | -1.1461 | 1.9299 | 1.1461 | 0 | 0 | 0 | 0 | 0 | 2.5
39 | 1 | 2018-07-23 19:00 | 2.9703 | 1.9067 | 0.12359 | -1.0636 | 1.3981 | 1.0636 | 0 | 0 | 0 | 0 | 0 | 2.5
40 | 1 | 2018-07-23 19:30 | 2.9263 | 1.9067 | 0.11356 | -1.0196 | 0.88827 | 1.0196 | 0 | 0 | 0 | 0 | 0 | 2.5
41 | 1 | 2018-07-23 20:00 | 2.8408 | 1.9067 | 0.0053365 | -0.93413 | 0.42121 | 0.93413 | 0 | 0 | 0 | 0 | 0 | 2.5
42 | 1 | 2018-07-23 20:30 | 2.7491 | 1.9067 | 0.0053365 | -0.84242 | 0 | 0.84242 | 0 | 0 | 0 | 0 | 0 | 2.5
43 | 1 | 2018-07-23 21:00 | 2.6359 | 2.6359 | 0.0053365 | 0 | 0 | 0 | 0 | 0 | 0 | 0 | 0 | 0
44 | 1 | 2018-07-23 21:30 | 2.4427 | 2.4427 | 0.0053365 | 0 | 0 | 0 | 0 | 0 | 0 | 0 | 0 | 0
45 | 1 | 2018-07-23 22:00 | 2.1536 | 2.1536 | 0.0053365 | 0 | 0 | 0 | 0 | 0 | 0 | 0 | 0 | 0
46 | 1 | 2018-07-23 22:30 | 1.8981 | 1.8981 | 0.0053365 | 0 | 0 | 0 | 0 | 0 | 0 | 0 | 0 | 0
47 | 1 | 2018-07-23 23:00 | 1.801 | 1.801 | 0.0018315 | 0 | 0 | 0 | 0 | 0 | 0 | 0 | 0 | 0
48 | 1 | 2018-07-23 23:30 | 1.7037 | 1.7037 | 0.0018315 | 0 | 0 | 0 | 0 | 0 | 0 | 0 | 0 | 0
1 | 2 | 2018-07-24 | 1.7145 | 1.7145 | 0.0018315 | 0 | 0 | 0 | 0 | 0 | 0 | 0 | -2.5 | 0
2 | 2 | 2018-07-24 00:30 | 1.6426 | 1.6426 | 0.0018315 | 0 | 0 | 0 | 0 | 0 | 0 | 0 | -2.5 | 0
3 | 2 | 2018-07-24 01:00 | 1.5616 | 1.5616 | 0.0018315 | 0 | 0 | 0 | 0 | 0 | 0 | 0 | -2.5 | 0
4 | 2 | 2018-07-24 01:30 | 1.5216 | 1.5216 | 0.0018315 | 0 | 0 | 0 | 0 | 0 | 0 | 0 | -2.5 | 0
5 | 2 | 2018-07-24 02:00 | 1.5174 | 1.5174 | 0.0018315 | 0 | 0 | 0 | 0 | 0 | 0 | 0 | -2.5 | 0
6 | 2 | 2018-07-24 02:30 | 1.4834 | 1.4834 | 0.0018315 | 0 | 0 | 0 | 0 | 0 | 0 | 0 | -2.5 | 0
7 | 2 | 2018-07-24 03:00 | 1.4722 | 1.4722 | 0.0018315 | 0 | 0 | 0 | 0 | 0 | 0 | 0 | -2.5 | 0
8 | 2 | 2018-07-24 03:30 | 1.4393 | 1.4393 | 0.0018315 | 0 | 0 | 0 | 0 | 0 | 0 | 0 | -2.5 | 0
9 | 2 | 2018-07-24 04:00 | 1.5413 | 1.5413 | 0.014316 | 0 | 0 | 0 | 0 | 0 | 0 | 0 | -2.5 | 0
10 | 2 | 2018-07-24 04:30 | 1.6719 | 1.6719 | 0.014316 | 0 | 0 | 0 | 0 | 0 | 0 | 0 | -2.5 | 0
11 | 2 | 2018-07-24 05:00 | 1.9568 | 1.9568 | 0.23543 | 0 | 0 | 0 | 0 | 0 | 0 | 0 | -2.5 | 0
12 | 2 | 2018-07-24 05:30 | 2.2453 | 2.2453 | 0.23543 | 0 | 0 | 0 | 0 | 0 | 0 | 0 | -2.5 | 0
13 | 2 | 2018-07-24 06:00 | 2.6366 | 2.6366 | 0.5401 | 0 | 0 | 0 | 0 | 0 | 0 | 0 | -2.5 | 0
14 | 2 | 2018-07-24 06:30 | 2.768 | 2.768 | 0.75361 | 0 | 0 | 0 | 0 | 0 | 0 | 0 | -2.5 | 0
15 | 2 | 2018-07-24 07:00 | 2.8374 | 3.2398 | 1.2453 | 0.40239 | 0.20119 | 0 | -0.40239 | 0 | -0.40239 | 0 | -2.5 | 0
16 | 2 | 2018-07-24 07:30 | 2.8128 | 3.2398 | 1.4794 | 0.42694 | 0.41466 | 0 | -0.42694 | 0 | -0.42694 | 0 | -2.5 | 0
17 | 2 | 2018-07-24 08:00 | 2.7039 | 3.2398 | 2.0098 | 0.53584 | 0.68258 | 0 | -0.53584 | 0 | -0.53584 | 0 | -2.5 | 0
18 | 2 | 2018-07-24 08:30 | 2.671 | 3.2398 | 2.2107 | 0.56877 | 0.96697 | 0 | -0.56877 | 0 | -0.56877 | 0 | -2.5 | 0
19 | 2 | 2018-07-24 09:00 | 2.5096 | 3.2398 | 2.8782 | 0.73018 | 1.3321 | 0 | -0.73018 | 0 | -0.73018 | 0 | -2.5 | 0
20 | 2 | 2018-07-24 09:30 | 2.4618 | 3.2398 | 2.9952 | 0.77791 | 1.721 | 0 | -0.77791 | 0 | -0.77791 | 0 | -2.5 | 0
21 | 2 | 2018-07-24 10:00 | 2.3512 | 3.2398 | 3.1991 | 0.88852 | 2.1653 | 0 | -0.88852 | 0 | -0.88852 | 0 | -2.5 | 0
22 | 2 | 2018-07-24 10:30 | 2.3255 | 3.2398 | 3.2411 | 0.91426 | 2.6224 | 0 | -0.91426 | 0 | -0.91426 | 0 | -2.5 | 0
23 | 2 | 2018-07-24 11:00 | 2.3258 | 3.2398 | 3.5372 | 0.91392 | 3.0794 | 0 | -0.91392 | 0 | -0.91392 | 0 | -2.5 | 0
24 | 2 | 2018-07-24 11:30 | 2.2973 | 3.2398 | 3.5545 | 0.94245 | 3.5506 | 0 | -0.94245 | 0 | -0.94245 | 0 | -2.5 | 0
25 | 2 | 2018-07-24 12:00 | 2.267 | 3.2398 | 3.6142 | 0.97277 | 4.037 | 0 | -0.97277 | 0 | -0.97277 | 0 | -2.5 | 0
26 | 2 | 2018-07-24 12:30 | 2.2092 | 3.2398 | 3.547 | 1.0305 | 4.5522 | 0 | -1.0305 | 0 | -1.0305 | 0 | -2.5 | 0
27 | 2 | 2018-07-24 13:00 | 2.2481 | 3.2398 | 3.2822 | 0.99167 | 5.0481 | 0 | -0.99167 | 0 | -0.99167 | 0 | -2.5 | 0
28 | 2 | 2018-07-24 13:30 | 2.2401 | 3.2398 | 3.2822 | 0.99969 | 5.5479 | 0 | -0.99969 | 0 | -0.99969 | 0 | -2.5 | 0
29 | 2 | 2018-07-24 14:00 | 2.2201 | 3.1243 | 2.6488 | 0.90418 | 6 | 0 | -0.90418 | 0 | -0.90418 | 0 | -2.5 | 0
30 | 2 | 2018-07-24 14:30 | 2.3421 | 2.3421 | 2.5927 | 0 | 6 | 0 | 0 | 0 | 0 | 0 | -2.5 | 0
31 | 2 | 2018-07-24 15:00 | 2.6055 | 2.6055 | 2.2141 | 0 | 6 | 0 | 0 | 0 | 0 | 0 | -2.5 | 0
32 | 2 | 2018-07-24 15:30 | 2.8244 | 1.9197 | 2.1479 | -0.90467 | 5.5477 | 0.90467 | 0 | 0 |  |  | 0 | 2.5
33 | 2 | 2018-07-24 16:00 | 3.0609 | 1.9197 | 1.9327 | -1.1412 | 4.9771 | 1.1412 | 0 | 0 |  |  | 0 | 2.5
34 | 2 | 2018-07-24 16:30 | 3.0959 | 1.9197 | 1.7595 | -1.1762 | 4.389 | 1.1762 | 0 | 0 |  |  | 0 | 2.5
35 | 2 | 2018-07-24 17:00 | 3.2398 | 1.9197 | 1.1439 | -1.32 | 3.729 | 1.32 | 0 | 0 |  |  | 0 | 2.5
36 | 2 | 2018-07-24 17:30 | 3.2067 | 1.9197 | 0.9431 | -1.287 | 3.0855 | 1.287 | 0 | 0 |  |  | 0 | 2.5
37 | 2 | 2018-07-24 18:00 | 3.1667 | 1.9197 | 0.46652 | -1.247 | 2.462 | 1.247 | 0 | 0 |  |  | 0 | 2.5
38 | 2 | 2018-07-24 18:30 | 3.0569 | 1.9197 | 0.45004 | -1.1372 | 1.8934 | 1.1372 | 0 | 0 |  |  | 0 | 2.5
39 | 2 | 2018-07-24 19:00 | 2.9529 | 1.9197 | 0.12359 | -1.0332 | 1.3768 | 1.0332 | 0 | 0 |  |  | 0 | 2.5
40 | 2 | 2018-07-24 19:30 | 2.9062 | 1.9197 | 0.11356 | -0.98645 | 0.88357 | 0.98645 | 0 | 0 |  |  | 0 | 2.5
41 | 2 | 2018-07-24 20:00 | 2.8634 | 1.9197 | 0.0053365 | -0.94363 | 0.41175 | 0.94363 | 0 | 0 |  |  | 0 | 2.5
42 | 2 | 2018-07-24 20:30 | 2.7432 | 1.9197 | 0.0053365 | -0.82351 | 0 | 0.82351 | 0 | 0 |  |  | 0 | 2.5
43 | 2 | 2018-07-24 21:00 | 2.6373 | 2.6373 | 0.0053365 | 0 | 0 | 0 | 0 | 0 |  |  | 0 | 0
44 | 2 | 2018-07-24 21:30 | 2.4379 | 2.4379 | 0.0053365 | 0 | 0 | 0 | 0 | 0 |  |  | 0 | 0
45 | 2 | 2018-07-24 22:00 | 2.1379 | 2.1379 | 0.0053365 | 0 | 0 | 0 | 0 | 0 |  |  | 0 | 0
46 | 2 | 2018-07-24 22:30 | 1.8783 | 1.8783 | 0.0053365 | 0 | 0 | 0 | 0 | 0 |  |  | 0 | 0
47 | 2 | 2018-07-24 23:00 | 1.7983 | 1.7983 | 0.0018315 | 0 | 0 | 0 | 0 | 0 |  |  | 0 | 0
48 | 2 | 2018-07-24 23:30 | 1.699 | 1.699 | 0.0018315 | 0 | 0 | 0 | 0 | 0 |  |  | 0 | 0
1 | 3 | 2018-07-25 | 1.7097 | 1.7097 | 0.0018315 | 0 | 0 | 0 | 0 | 0 | 0 | 0 | -2.5 | 0
2 | 3 | 2018-07-25 00:30 | 1.6377 | 1.6377 | 0.0018315 | 0 | 0 | 0 | 0 | 0 | 0 | 0 | -2.5 | 0
3 | 3 | 2018-07-25 01:00 | 1.55 | 1.55 | 0.0018315 | 0 | 0 | 0 | 0 | 0 | 0 | 0 | -2.5 | 0
4 | 3 | 2018-07-25 01:30 | 1.51 | 1.51 | 0.0018315 | 0 | 0 | 0 | 0 | 0 | 0 | 0 | -2.5 | 0
5 | 3 | 2018-07-25 02:00 | 1.5057 | 1.5057 | 0.0018315 | 0 | 0 | 0 | 0 | 0 | 0 | 0 | -2.5 | 0
6 | 3 | 2018-07-25 02:30 | 1.4718 | 1.4718 | 0.0018315 | 0 | 0 | 0 | 0 | 0 | 0 | 0 | -2.5 | 0
7 | 3 | 2018-07-25 03:00 | 1.4655 | 1.4655 | 0.0018315 | 0 | 0 | 0 | 0 | 0 | 0 | 0 | -2.5 | 0
8 | 3 | 2018-07-25 03:30 | 1.4347 | 1.4347 | 0.0018315 | 0 | 0 | 0 | 0 | 0 | 0 | 0 | -2.5 | 0
9 | 3 | 2018-07-25 04:00 | 1.5369 | 1.5369 | 0.0094638 | 0 | 0 | 0 | 0 | 0 | 0 | 0 | -2.5 | 0
10 | 3 | 2018-07-25 04:30 | 1.6675 | 1.6675 | 0.0094638 | 0 | 0 | 0 | 0 | 0 | 0 | 0 | -2.5 | 0
11 | 3 | 2018-07-25 05:00 | 1.9609 | 1.9609 | 0.21371 | 0 | 0 | 0 | 0 | 0 | 0 | 0 | -2.5 | 0
12 | 3 | 2018-07-25 05:30 | 2.2431 | 2.2431 | 0.21371 | 0 | 0 | 0 | 0 | 0 | 0 | 0 | -2.5 | 0
13 | 3 | 2018-07-25 06:00 | 2.6352 | 2.6352 | 0.47487 | 0 | 0 | 0 | 0 | 0 | 0 | 0 | -2.5 | 0
14 | 3 | 2018-07-25 06:30 | 2.7668 | 2.7668 | 0.70432 | 0 | 0 | 0 | 0 | 0 | 0 | 0 | -2.5 | 0
15 | 3 | 2018-07-25 07:00 | 2.8475 | 3.1616 | 1.1859 | 0.31408 | 0.15704 | 0 | -0.31408 | 0 | -0.31408 | 0 | -2.5 | 0
16 | 3 | 2018-07-25 07:30 | 2.823 | 3.1616 | 1.4201 | 0.33863 | 0.32635 | 0 | -0.33863 | 0 | -0.33863 | 0 | -2.5 | 0
17 | 3 | 2018-07-25 08:00 | 2.7105 | 3.1616 | 1.8165 | 0.45109 | 0.5519 | 0 | -0.45109 | 0 | -0.45109 | 0 | -2.5 | 0
18 | 3 | 2018-07-25 08:30 | 2.6776 | 3.1616 | 2.0001 | 0.48402 | 0.79391 | 0 | -0.48402 | 0 | -0.48402 | 0 | -2.5 | 0
19 | 3 | 2018-07-25 09:00 | 2.5262 | 3.1616 | 2.8479 | 0.63541 | 1.1116 | 0 | -0.63541 | 0 | -0.63541 | 0 | -2.5 | 0
20 | 3 | 2018-07-25 09:30 | 2.4785 | 3.1616 | 2.9649 | 0.68313 | 1.4532 | 0 | -0.68313 | 0 | -0.68313 | 0 | -2.5 | 0
21 | 3 | 2018-07-25 10:00 | 2.3407 | 3.1616 | 3.1653 | 0.82085 | 1.8636 | 0 | -0.82085 | 0 | -0.82085 | 0 | -2.5 | 0
22 | 3 | 2018-07-25 10:30 | 2.315 | 3.1616 | 3.2177 | 0.84659 | 2.2869 | 0 | -0.84659 | 0 | -0.84659 | 0 | -2.5 | 0
23 | 3 | 2018-07-25 11:00 | 2.2981 | 3.1616 | 3.5039 | 0.86345 | 2.7186 | 0 | -0.86345 | 0 | -0.86345 | 0 | -2.5 | 0
24 | 3 | 2018-07-25 11:30 | 2.2696 | 3.1616 | 3.5212 | 0.89198 | 3.1646 | 0 | -0.89198 | 0 | -0.89198 | 0 | -2.5 | 0
25 | 3 | 2018-07-25 12:00 | 2.2216 | 3.1616 | 3.604 | 0.93996 | 3.6346 | 0 | -0.93996 | 0 | -0.93996 | 0 | -2.5 | 0
26 | 3 | 2018-07-25 12:30 | 2.1622 | 3.1616 | 3.5919 | 0.99937 | 4.1343 | 0 | -0.99937 | 0 | -0.99937 | 0 | -2.5 | 0
27 | 3 | 2018-07-25 13:00 | 2.124 | 3.1616 | 3.5946 | 1.0376 | 4.6531 | 0 | -1.0376 | 0 | -1.0376 | 0 | -2.5 | 0
28 | 3 | 2018-07-25 13:30 | 2.1084 | 3.1616 | 3.5946 | 1.0532 | 5.1796 | 0 | -1.0532 | 0 | -1.0532 | 0 | -2.5 | 0
29 | 3 | 2018-07-25 14:00 | 2.1596 | 3.1616 | 3.6151 | 1.002 | 5.6806 | 0 | -1.002 | 0 | -1.002 | 0 | -2.5 | 0
30 | 3 | 2018-07-25 14:30 | 2.2673 | 2.906 | 3.3772 | 0.63876 | 6 | 0 | -0.63876 | 0 | -0.63876 | 0 | -2.5 | 0
31 | 3 | 2018-07-25 15:00 | 2.4883 | 2.4883 | 2.7884 | 0 | 6 | 0 | 0 | 0 | 0 | 0 | -2.5 | 0
32 | 3 | 2018-07-25 15:30 | 2.6709 | 1.9067 | 2.6544 | -0.76416 | 5.6179 | 0.76416 | 0 | 0 |  |  | 0 | 2.5
33 | 3 | 2018-07-25 16:00 | 3.0317 | 1.9067 | 2.3553 | -1.125 | 5.0554 | 1.125 | 0 | 0 |  |  | 0 | 2.5
34 | 3 | 2018-07-25 16:30 | 3.0795 | 1.9067 | 2.1659 | -1.1728 | 4.469 | 1.1728 | 0 | 0 |  |  | 0 | 2.5
35 | 3 | 2018-07-25 17:00 | 3.1616 | 1.9067 | 1.1722 | -1.2549 | 3.8416 | 1.2549 | 0 | 0 |  |  | 0 | 2.5
36 | 3 | 2018-07-25 17:30 | 3.1367 | 1.9067 | 0.9874 | -1.23 | 3.2266 | 1.23 | 0 | 0 |  |  | 0 | 2.5
37 | 3 | 2018-07-25 18:00 | 3.0936 | 1.9067 | 0.46652 | -1.1869 | 2.6331 | 1.1869 | 0 | 0 |  |  | 0 | 2.5
38 | 3 | 2018-07-25 18:30 | 3.0586 | 1.9067 | 0.45004 | -1.1519 | 2.0572 | 1.1519 | 0 | 0 |  |  | 0 | 2.5
39 | 3 | 2018-07-25 19:00 | 2.9549 | 1.9067 | 0.12359 | -1.0482 | 1.5331 | 1.0482 | 0 | 0 |  |  | 0 | 2.5
40 | 3 | 2018-07-25 19:30 | 2.9131 | 1.9067 | 0.11356 | -1.0064 | 1.0298 | 1.0064 | 0 | 0 |  |  | 0 | 2.5
41 | 3 | 2018-07-25 20:00 | 2.911 | 1.9067 | 0.0053365 | -1.0043 | 0.52768 | 1.0043 | 0 | 0 |  |  | 0 | 2.5
42 | 3 | 2018-07-25 20:30 | 2.7944 | 1.9067 | 0.0053365 | -0.88775 | 0.083808 | 0.88775 | 0 | 0 |  |  | 0 | 2.5
43 | 3 | 2018-07-25 21:00 | 2.6383 | 2.6383 | 0.0053365 | 0 | 0.083808 | 0 | 0 | 0 |  |  | 0 | 0
44 | 3 | 2018-07-25 21:30 | 2.4431 | 2.4431 | 0.0053365 | 0 | 0.083808 | 0 | 0 | 0 |  |  | 0 | 0
45 | 3 | 2018-07-25 22:00 | 2.1571 | 2.1571 | 0.0053365 | 0 | 0.083808 | 0 | 0 | 0 |  |  | 0 | 0
46 | 3 | 2018-07-25 22:30 | 1.904 | 1.904 | 0.0053365 | 0 | 0.083808 | 0 | 0 | 0 |  |  | 0 | 0
47 | 3 | 2018-07-25 23:00 | 1.8035 | 1.8035 | 0.0018315 | 0 | 0.083808 | 0 | 0 | 0 |  |  | 0 | 0
48 | 3 | 2018-07-25 23:30 | 1.7069 | 1.7069 | 0.0018315 | 0 | 0.083808 | 0 | 0 | 0 |  |  | 0 | 0
1 | 4 | 2018-07-26 | 1.7003 | 1.7003 | 0.0018315 | 0 | 0 | 0 | 0 | 0 | 0 | 0 | -2.5 | 0
2 | 4 | 2018-07-26 00:30 | 1.6288 | 1.6288 | 0.0018315 | 0 | 0 | 0 | 0 | 0 | 0 | 0 | -2.5 | 0
3 | 4 | 2018-07-26 01:00 | 1.5478 | 1.5478 | 0.0018315 | 0 | 0 | 0 | 0 | 0 | 0 | 0 | -2.5 | 0
4 | 4 | 2018-07-26 01:30 | 1.5078 | 1.5078 | 0.0018315 | 0 | 0 | 0 | 0 | 0 | 0 | 0 | -2.5 | 0
5 | 4 | 2018-07-26 02:00 | 1.5035 | 1.5035 | 0.0018315 | 0 | 0 | 0 | 0 | 0 | 0 | 0 | -2.5 | 0
6 | 4 | 2018-07-26 02:30 | 1.4696 | 1.4696 | 0.0018315 | 0 | 0 | 0 | 0 | 0 | 0 | 0 | -2.5 | 0
7 | 4 | 2018-07-26 03:00 | 1.4714 | 1.4714 | 0.0018315 | 0 | 0 | 0 | 0 | 0 | 0 | 0 | -2.5 | 0
8 | 4 | 2018-07-26 03:30 | 1.4394 | 1.4394 | 0.0018315 | 0 | 0 | 0 | 0 | 0 | 0 | 0 | -2.5 | 0
9 | 4 | 2018-07-26 04:00 | 1.5212 | 1.5212 | 0.012332 | 0 | 0 | 0 | 0 | 0 | 0 | 0 | -2.5 | 0
10 | 4 | 2018-07-26 04:30 | 1.6476 | 1.6476 | 0.012332 | 0 | 0 | 0 | 0 | 0 | 0 | 0 | -2.5 | 0
11 | 4 | 2018-07-26 05:00 | 1.9451 | 1.9451 | 0.23543 | 0 | 0 | 0 | 0 | 0 | 0 | 0 | -2.5 | 0
12 | 4 | 2018-07-26 05:30 | 2.2284 | 2.2284 | 0.23543 | 0 | 0 | 0 | 0 | 0 | 0 | 0 | -2.5 | 0
13 | 4 | 2018-07-26 06:00 | 2.6168 | 2.6168 | 0.4847 | 0 | 0 | 0 | 0 | 0 | 0 | 0 | -2.5 | 0
14 | 4 | 2018-07-26 06:30 | 2.7394 | 2.7394 | 0.65906 | 0 | 0 | 0 | 0 | 0 | 0 | 0 | -2.5 | 0
15 | 4 | 2018-07-26 07:00 | 2.8342 | 3.4307 | 1.1441 | 0.59653 | 0.29826 | 0 | -0.59653 | 0 | -0.59653 | 0 | -2.5 | 0
16 | 4 | 2018-07-26 07:30 | 2.8097 | 3.436 | 1.3923 | 0.62631 | 0.61142 | 0 | -0.62631 | 0 | -0.62631 | 0 | -2.5 | 0
17 | 4 | 2018-07-26 08:00 | 2.6512 | 3.436 | 1.7704 | 0.78475 | 1.0038 | 0 | -0.78475 | 0 | -0.78475 | 0 | -2.5 | 0
18 | 4 | 2018-07-26 08:30 | 2.6211 | 3.436 | 2.0474 | 0.81484 | 1.4112 | 0 | -0.81484 | 0 | -0.81484 | 0 | -2.5 | 0
19 | 4 | 2018-07-26 09:00 | 2.5842 | 3.436 | 2.7008 | 0.8518 | 1.8371 | 0 | -0.8518 | 0 | -0.8518 | 0 | -2.5 | 0
20 | 4 | 2018-07-26 09:30 | 2.5291 | 3.436 | 2.8178 | 0.90691 | 2.2906 | 0 | -0.90691 | 0 | -0.90691 | 0 | -2.5 | 0
21 | 4 | 2018-07-26 10:00 | 2.4412 | 3.436 | 3.0297 | 0.99477 | 2.788 | 0 | -0.99477 | 0 | -0.99477 | 0 | -2.5 | 0
22 | 4 | 2018-07-26 10:30 | 2.4208 | 3.436 | 3.0821 | 1.0152 | 3.2955 | 0 | -1.0152 | 0 | -1.0152 | 0 | -2.5 | 0
23 | 4 | 2018-07-26 11:00 | 2.3521 | 3.436 | 3.1303 | 1.0839 | 3.8375 | 0 | -1.0839 | 0 | -1.0839 | 0 | -2.5 | 0
24 | 4 | 2018-07-26 11:30 | 2.3136 | 3.436 | 3.1476 | 1.1224 | 4.3987 | 0 | -1.1224 | 0 | -1.1224 | 0 | -2.5 | 0
25 | 4 | 2018-07-26 12:00 | 2.262 | 3.436 | 2.7829 | 1.1739 | 4.9856 | 0 | -1.1739 | 0 | -1.1739 | 0 | -2.5 | 0
26 | 4 | 2018-07-26 12:30 | 2.242 | 3.436 | 2.6863 | 1.194 | 5.5826 | 0 | -1.194 | 0 | -1.194 | 0 | -2.5 | 0
27 | 4 | 2018-07-26 13:00 | 2.184 | 3.0187 | 2.7144 | 0.83478 | 6 | 0 | -0.83478 | 0 | -0.83478 | 0 | -2.5 | 0
28 | 4 | 2018-07-26 13:30 | 2.1794 | 2.1794 | 2.7144 | 0 | 6 | 0 | 0 | 0 | 0 | 0 | -2.5 | 0
29 | 4 | 2018-07-26 14:00 | 2.1586 | 2.1586 | 2.7523 | 0 | 6 | 0 | 0 | 0 | 0 | 0 | -2.5 | 0
30 | 4 | 2018-07-26 14:30 | 2.283 | 2.283 | 2.5487 | 0 | 6 | 0 | 0 | 0 | 0 | 0 | -2.5 | 0
31 | 4 | 2018-07-26 15:00 | 2.5406 | 2.5406 | 2.1022 | 0 | 6 | 0 | 0 | 0 | 0 | 0 | -2.5 | 0
32 | 4 | 2018-07-26 15:30 | 2.7742 | 1.9067 | 2.036 | -0.86749 | 5.5663 | 0.86749 | 0 | 0 |  |  | 0 | 2.5
33 | 4 | 2018-07-26 16:00 | 3.0404 | 1.9067 | 1.9609 | -1.1337 | 4.9994 | 1.1337 | 0 | 0 |  |  | 0 | 2.5
34 | 4 | 2018-07-26 16:30 | 3.0774 | 1.9067 | 1.7714 | -1.1707 | 4.414 | 1.1707 | 0 | 0 |  |  | 0 | 2.5
35 | 4 | 2018-07-26 17:00 | 3.1236 | 1.9067 | 1.1546 | -1.2169 | 3.8056 | 1.2169 | 0 | 0 |  |  | 0 | 2.5
36 | 4 | 2018-07-26 17:30 | 3.1091 | 1.9067 | 0.95375 | -1.2024 | 3.2044 | 1.2024 | 0 | 0 |  |  | 0 | 2.5
37 | 4 | 2018-07-26 18:00 | 3.0797 | 1.9067 | 0.42438 | -1.173 | 2.6179 | 1.173 | 0 | 0 |  |  | 0 | 2.5
38 | 4 | 2018-07-26 18:30 | 3.0262 | 1.9067 | 0.41081 | -1.1195 | 2.0581 | 1.1195 | 0 | 0 |  |  | 0 | 2.5
39 | 4 | 2018-07-26 19:00 | 2.9197 | 1.9067 | 0.092442 | -1.013 | 1.5516 | 1.013 | 0 | 0 |  |  | 0 | 2.5
40 | 4 | 2018-07-26 19:30 | 2.8762 | 1.9067 | 0.082405 | -0.96947 | 1.0668 | 0.96947 | 0 | 0 |  |  | 0 | 2.5
41 | 4 | 2018-07-26 20:00 | 2.7683 | 1.9067 | 0.0053365 | -0.86164 | 0.63603 | 0.86164 | 0 | 0 |  |  | 0 | 2.5
42 | 4 | 2018-07-26 20:30 | 2.6142 | 1.9067 | 0.0053365 | -0.70753 | 0.28226 | 0.70753 | 0 | 0 |  |  | 0 | 2.5
43 | 4 | 2018-07-26 21:00 | 2.6057 | 2.6057 | 0.0053365 | 0 | 0.28226 | 0 | 0 | 0 |  |  | 0 | 0
44 | 4 | 2018-07-26 21:30 | 2.4085 | 2.4085 | 0.0053365 | 0 | 0.28226 | 0 | 0 | 0 |  |  | 0 | 0
45 | 4 | 2018-07-26 22:00 | 2.1611 | 2.1611 | 0.0053365 | 0 | 0.28226 | 0 | 0 | 0 |  |  | 0 | 0
46 | 4 | 2018-07-26 22:30 | 1.9103 | 1.9103 | 0.0053365 | 0 | 0.28226 | 0 | 0 | 0 |  |  | 0 | 0
47 | 4 | 2018-07-26 23:00 | 1.8047 | 1.8047 | 0.0018315 | 0 | 0.28226 | 0 | 0 | 0 |  |  | 0 | 0
48 | 4 | 2018-07-26 23:30 | 1.707 | 1.707 | 0.0018315 | 0 | 0.28226 | 0 | 0 | 0 |  |  | 0 | 0
1 | 5 | 2018-07-27 | 1.7166 | 1.7166 | 0.0018315 | 0 | 0 | 0 | 0 | 0 | 0 | 0 | -2.5 | 0
2 | 5 | 2018-07-27 00:30 | 1.646 | 1.646 | 0.0018315 | 0 | 0 | 0 | 0 | 0 | 0 | 0 | -2.5 | 0
3 | 5 | 2018-07-27 01:00 | 1.5656 | 1.5656 | 0.0018315 | 0 | 0 | 0 | 0 | 0 | 0 | 0 | -2.5 | 0
4 | 5 | 2018-07-27 01:30 | 1.5265 | 1.5265 | 0.0018315 | 0 | 0 | 0 | 0 | 0 | 0 | 0 | -2.5 | 0
5 | 5 | 2018-07-27 02:00 | 1.5165 | 1.5165 | 0.0018315 | 0 | 0 | 0 | 0 | 0 | 0 | 0 | -2.5 | 0
6 | 5 | 2018-07-27 02:30 | 1.4834 | 1.4834 | 0.0018315 | 0 | 0 | 0 | 0 | 0 | 0 | 0 | -2.5 | 0
7 | 5 | 2018-07-27 03:00 | 1.4843 | 1.4843 | 0.0018315 | 0 | 0 | 0 | 0 | 0 | 0 | 0 | -2.5 | 0
8 | 5 | 2018-07-27 03:30 | 1.4549 | 1.4549 | 0.0018315 | 0 | 0 | 0 | 0 | 0 | 0 | 0 | -2.5 | 0
9 | 5 | 2018-07-27 04:00 | 1.5153 | 1.5153 | 0.0018315 | 0 | 0 | 0 | 0 | 0 | 0 | 0 | -2.5 | 0
10 | 5 | 2018-07-27 04:30 | 1.6325 | 1.6325 | 0.0018315 | 0 | 0 | 0 | 0 | 0 | 0 | 0 | -2.5 | 0
11 | 5 | 2018-07-27 05:00 | 1.9388 | 1.9388 | 0.19667 | 0 | 0 | 0 | 0 | 0 | 0 | 0 | -2.5 | 0
12 | 5 | 2018-07-27 05:30 | 2.2258 | 2.2258 | 0.19667 | 0 | 0 | 0 | 0 | 0 | 0 | 0 | -2.5 | 0
13 | 5 | 2018-07-27 06:00 | 2.5506 | 2.5506 | 0.38428 | 0 | 0 | 0 | 0 | 0 | 0 | 0 | -2.5 | 0
14 | 5 | 2018-07-27 06:30 | 2.6952 | 2.6952 | 0.55864 | 0 | 0 | 0 | 0 | 0 | 0 | 0 | -2.5 | 0
15 | 5 | 2018-07-27 07:00 | 2.7254 | 2.7254 | 0.97047 | 0 | 0 | 0 | 0 | 0 | 0 | 0 | -2.5 | 0
16 | 5 | 2018-07-27 07:30 | 2.7038 | 3.444 | 1.1335 | 0.74023 | 0.37012 | 0 | -0.74023 | 0 | -0.74023 | 0 | -2.5 | 0
17 | 5 | 2018-07-27 08:00 | 2.6831 | 3.5431 | 1.3169 | 0.86 | 0.80012 | 0 | -0.86 | 0 | -0.86 | 0 | -2.5 | 0
18 | 5 | 2018-07-27 08:30 | 2.6499 | 3.6649 | 1.5542 | 1.015 | 1.3076 | 0 | -1.015 | 0 | -1.015 | 0 | -2.5 | 0
19 | 5 | 2018-07-27 09:00 | 2.5914 | 3.8424 | 2.1941 | 1.251 | 1.9331 | 0 | -1.251 | 0 | -1.251 | 0 | -2.5 | 0
20 | 5 | 2018-07-27 09:30 | 2.5499 | 3.8424 | 2.3111 | 1.2925 | 2.5794 | 0 | -1.2925 | 0 | -1.2925 | 0 | -2.5 | 0
21 | 5 | 2018-07-27 10:00 | 2.6384 | 3.8424 | 1.9582 | 1.204 | 3.1814 | 0 | -1.204 | 0 | -1.204 | 0 | -2.5 | 0
22 | 5 | 2018-07-27 10:30 | 2.6048 | 3.8424 | 2.0227 | 1.2376 | 3.8002 | 0 | -1.2376 | 0 | -1.2376 | 0 | -2.5 | 0
23 | 5 | 2018-07-27 11:00 | 2.517 | 3.6956 | 1.8047 | 1.1786 | 4.3895 | 0 | -1.1786 | 0 | -1.1786 | 0 | -2.5 | 0
24 | 5 | 2018-07-27 11:30 | 2.4731 | 3.6709 | 1.8342 | 1.1978 | 4.9884 | 0 | -1.1978 | 0 | -1.1978 | 0 | -2.5 | 0
25 | 5 | 2018-07-27 12:00 | 2.5874 | 3.5348 | 1.4507 | 0.94741 | 5.4621 | 0 | -0.94741 | 0 | -0.94741 | 0 | -2.5 | 0
26 | 5 | 2018-07-27 12:30 | 2.5254 | 3.4728 | 1.4507 | 0.94741 | 5.9358 | 0 | -0.94741 | 0 | -0.94741 | 0 | -2.5 | 0
27 | 5 | 2018-07-27 13:00 | 2.4668 | 2.5952 | 1.7742 | 0.12845 | 6 | 0 | -0.12845 | 0 | -0.12845 | 0 | -2.5 | 0
28 | 5 | 2018-07-27 13:30 | 2.4652 | 2.4652 | 1.7534 | 0 | 6 | 0 | 0 | 0 | 0 | 0 | -2.5 | 0
29 | 5 | 2018-07-27 14:00 | 2.3785 | 2.3785 | 2.0479 | 0 | 6 | 0 | 0 | 0 | 0 | 0 | -2.5 | 0
30 | 5 | 2018-07-27 14:30 | 2.5326 | 2.5326 | 1.8479 | 0 | 6 | 0 | 0 | 0 | 0 | 0 | -2.5 | 0
31 | 5 | 2018-07-27 15:00 | 2.7141 | 2.7141 | 0.99276 | 0 | 6 | 0 | 0 | 0 | 0 | 0 | -2.5 | 0
32 | 5 | 2018-07-27 15:30 | 2.8474 | 1.9067 | 0.88567 | -0.94067 | 5.5297 | 0.94067 | 0 | 0 |  |  | 0 | 2.5
33 | 5 | 2018-07-27 16:00 | 3.0283 | 1.9067 | 0.44464 | -1.1216 | 4.9688 | 1.1216 | 0 | 0 |  |  | 0 | 2.5
34 | 5 | 2018-07-27 16:30 | 3.0739 | 1.9067 | 0.40945 | -1.1672 | 4.3852 | 1.1672 | 0 | 0 |  |  | 0 | 2.5
35 | 5 | 2018-07-27 17:00 | 3.0618 | 1.9067 | 0.30886 | -1.1551 | 3.8077 | 1.1551 | 0 | 0 |  |  | 0 | 2.5
36 | 5 | 2018-07-27 17:30 | 2.9841 | 1.9067 | 0.23781 | -1.0774 | 3.269 | 1.0774 | 0 | 0 |  |  | 0 | 2.5
37 | 5 | 2018-07-27 18:00 | 2.9565 | 1.9067 | 0.15276 | -1.0498 | 2.7441 | 1.0498 | 0 | 0 |  |  | 0 | 2.5
38 | 5 | 2018-07-27 18:30 | 2.948 | 1.9067 | 0.15064 | -1.0413 | 2.2234 | 1.0413 | 0 | 0 |  |  | 0 | 2.5
39 | 5 | 2018-07-27 19:00 | 2.8007 | 1.9067 | 0.045566 | -0.89405 | 1.7764 | 0.89405 | 0 | 0 |  |  | 0 | 2.5
40 | 5 | 2018-07-27 19:30 | 2.7661 | 1.9067 | 0.045566 | -0.85944 | 1.3467 | 0.85944 | 0 | 0 |  |  | 0 | 2.5
41 | 5 | 2018-07-27 20:00 | 2.7487 | 1.9067 | 0.0053365 | -0.84198 | 0.92571 | 0.84198 | 0 | 0 |  |  | 0 | 2.5
42 | 5 | 2018-07-27 20:30 | 2.6215 | 1.9067 | 0.0053365 | -0.71485 | 0.56829 | 0.71485 | 0 | 0 |  |  | 0 | 2.5
43 | 5 | 2018-07-27 21:00 | 2.6148 | 2.6148 | 0.0053365 | 0 | 0.56829 | 0 | 0 | 0 |  |  | 0 | 0
44 | 5 | 2018-07-27 21:30 | 2.4256 | 2.4256 | 0.0053365 | 0 | 0.56829 | 0 | 0 | 0 |  |  | 0 | 0
45 | 5 | 2018-07-27 22:00 | 2.1711 | 2.1711 | 0.0053365 | 0 | 0.56829 | 0 | 0 | 0 |  |  | 0 | 0
46 | 5 | 2018-07-27 22:30 | 1.9309 | 1.9309 | 0.0053365 | 0 | 0.56829 | 0 | 0 | 0 |  |  | 0 | 0
47 | 5 | 2018-07-27 23:00 | 1.825 | 1.825 | 0.0018315 | 0 | 0.56829 | 0 | 0 | 0 |  |  | 0 | 0
48 | 5 | 2018-07-27 23:30 | 1.7097 | 1.7097 | 0.0018315 | 0 | 0.56829 | 0 | 0 | 0 |  |  | 0 | 0
1 | 6 | 2018-07-28 | 1.756 | 1.756 | 0.0018315 | 0 | 0 | 0 | 0 | 0 | 0 | 0 | -2.5 | 0
2 | 6 | 2018-07-28 00:30 | 1.6649 | 1.6649 | 0.0018315 | 0 | 0 | 0 | 0 | 0 | 0 | 0 | -2.5 | 0
3 | 6 | 2018-07-28 01:00 | 1.5971 | 1.5971 | 0.0018315 | 0 | 0 | 0 | 0 | 0 | 0 | 0 | -2.5 | 0
4 | 6 | 2018-07-28 01:30 | 1.5355 | 1.5355 | 0.0018315 | 0 | 0 | 0 | 0 | 0 | 0 | 0 | -2.5 | 0
5 | 6 | 2018-07-28 02:00 | 1.5135 | 1.5135 | 0.0018315 | 0 | 0 | 0 | 0 | 0 | 0 | 0 | -2.5 | 0
6 | 6 | 2018-07-28 02:30 | 1.4746 | 1.4746 | 0.0018315 | 0 | 0 | 0 | 0 | 0 | 0 | 0 | -2.5 | 0
7 | 6 | 2018-07-28 03:00 | 1.4932 | 1.4932 | 0.0018315 | 0 | 0 | 0 | 0 | 0 | 0 | 0 | -2.5 | 0
8 | 6 | 2018-07-28 03:30 | 1.4608 | 1.4608 | 0.0018315 | 0 | 0 | 0 | 0 | 0 | 0 | 0 | -2.5 | 0
9 | 6 | 2018-07-28 04:00 | 1.4886 | 1.4886 | 0.0018315 | 0 | 0 | 0 | 0 | 0 | 0 | 0 | -2.5 | 0
10 | 6 | 2018-07-28 04:30 | 1.5566 | 1.5566 | 0.0018315 | 0 | 0 | 0 | 0 | 0 | 0 | 0 | -2.5 | 0
11 | 6 | 2018-07-28 05:00 | 1.6935 | 1.6935 | 0.20149 | 0 | 0 | 0 | 0 | 0 | 0 | 0 | -2.5 | 0
12 | 6 | 2018-07-28 05:30 | 1.8378 | 1.8378 | 0.20149 | 0 | 0 | 0 | 0 | 0 | 0 | 0 | -2.5 | 0
13 | 6 | 2018-07-28 06:00 | 1.9567 | 1.9567 | 0.33644 | 0 | 0 | 0 | 0 | 0 | 0 | 0 | -2.5 | 0
14 | 6 | 2018-07-28 06:30 | 2.2015 | 2.2015 | 0.37732 | 0 | 0 | 0 | 0 | 0 | 0 | 0 | -2.5 | 0
15 | 6 | 2018-07-28 07:00 | 2.5278 | 2.5278 | 0.65601 | 0 | 0 | 0 | 0 | 0 | 0 | 0 | -2.5 | 0
16 | 6 | 2018-07-28 07:30 | 2.6138 | 2.6138 | 0.87058 | 0 | 0 | 0 | 0 | 0 | 0 | 0 | -2.5 | 0
17 | 6 | 2018-07-28 08:00 | 2.8746 | 3.6868 | 1.2577 | 0.81223 | 0.40611 | 0 | -0.81223 | 0 | -0.81223 | 0 | -2.5 | 0
18 | 6 | 2018-07-28 08:30 | 2.8489 | 3.7542 | 1.4018 | 0.90526 | 0.85874 | 0 | -0.90526 | 0 | -0.90526 | 0 | -2.5 | 0
19 | 6 | 2018-07-28 09:00 | 2.8146 | 3.7032 | 1.3759 | 0.88853 | 1.303 | 0 | -0.88853 | 0 | -0.88853 | 0 | -2.5 | 0
20 | 6 | 2018-07-28 09:30 | 2.7338 | 3.7108 | 1.5129 | 0.97703 | 1.7915 | 0 | -0.97703 | 0 | -0.97703 | 0 | -2.5 | 0
21 | 6 | 2018-07-28 10:00 | 2.7167 | 3.7278 | 1.5657 | 1.0111 | 2.2971 | 0 | -1.0111 | 0 | -1.0111 | 0 | -2.5 | 0
22 | 6 | 2018-07-28 10:30 | 2.6717 | 3.7054 | 1.6008 | 1.0337 | 2.8139 | 0 | -1.0337 | 0 | -1.0337 | 0 | -2.5 | 0
23 | 6 | 2018-07-28 11:00 | 2.5626 | 3.9544 | 2.4312 | 1.3918 | 3.5099 | 0 | -1.3918 | 0 | -1.3918 | 0 | -2.5 | 0
24 | 6 | 2018-07-28 11:30 | 2.5262 | 3.9544 | 2.4312 | 1.4282 | 4.2239 | 0 | -1.4282 | 0 | -1.4282 | 0 | -2.5 | 0
25 | 6 | 2018-07-28 12:00 | 2.444 | 3.9544 | 2.4522 | 1.5104 | 4.9791 | 0 | -1.5104 | 0 | -1.5104 | 0 | -2.5 | 0
26 | 6 | 2018-07-28 12:30 | 2.4336 | 3.9544 | 2.4522 | 1.5208 | 5.7395 | 0 | -1.5208 | 0 | -1.5208 | 0 | -2.5 | 0
27 | 6 | 2018-07-28 13:00 | 2.3835 | 2.9044 | 2.1456 | 0.52096 | 6 | 0 | -0.52096 | 0 | -0.52096 | 0 | -2.5 | 0
28 | 6 | 2018-07-28 13:30 | 2.3938 | 2.3938 | 2.2075 | 0 | 6 | 0 | 0 | 0 | 0 | 0 | -2.5 | 0
29 | 6 | 2018-07-28 14:00 | 2.4341 | 2.4341 | 1.8256 | 0 | 6 | 0 | 0 | 0 | 0 | 0 | -2.5 | 0
30 | 6 | 2018-07-28 14:30 | 2.5097 | 2.5097 | 1.6405 | 0 | 6 | 0 | 0 | 0 | 0 | 0 | -2.5 | 0
31 | 6 | 2018-07-28 15:00 | 2.7465 | 2.7465 | 1.3573 | 0 | 6 | 0 | 0 | 0 | 0 | 0 | -2.5 | 0
32 | 6 | 2018-07-28 15:30 | 2.9222 | 1.9067 | 1.2502 | -1.0155 | 5.4923 | 1.0155 | 0 | 0 |  |  | 0 | 2.5
33 | 6 | 2018-07-28 16:00 | 3.0558 | 1.9067 | 1.0279 | -1.1491 | 4.9177 | 1.1491 | 0 | 0 |  |  | 0 | 2.5
34 | 6 | 2018-07-28 16:30 | 3.0825 | 1.9067 | 0.75716 | -1.1758 | 4.3298 | 1.1758 | 0 | 0 |  |  | 0 | 2.5
35 | 6 | 2018-07-28 17:00 | 3.1635 | 1.9067 | 0.38152 | -1.2568 | 3.7014 | 1.2568 | 0 | 0 |  |  | 0 | 2.5
36 | 6 | 2018-07-28 17:30 | 3.0565 | 1.9067 | 0.31047 | -1.1498 | 3.1265 | 1.1498 | 0 | 0 |  |  | 0 | 2.5
37 | 6 | 2018-07-28 18:00 | 2.9768 | 1.9067 | 0.12644 | -1.0701 | 2.5915 | 1.0701 | 0 | 0 |  |  | 0 | 2.5
38 | 6 | 2018-07-28 18:30 | 2.9685 | 1.9067 | 0.12005 | -1.0618 | 2.0606 | 1.0618 | 0 | 0 |  |  | 0 | 2.5
39 | 6 | 2018-07-28 19:00 | 2.8521 | 1.9067 | 0.017821 | -0.94544 | 1.5878 | 0.94544 | 0 | 0 |  |  | 0 | 2.5
40 | 6 | 2018-07-28 19:30 | 2.7911 | 1.9067 | 0.017821 | -0.88437 | 1.1457 | 0.88437 | 0 | 0 |  |  | 0 | 2.5
41 | 6 | 2018-07-28 20:00 | 2.721 | 1.9067 | 0.0053365 | -0.81427 | 0.73853 | 0.81427 | 0 | 0 |  |  | 0 | 2.5
42 | 6 | 2018-07-28 20:30 | 2.6063 | 1.9067 | 0.0053365 | -0.69958 | 0.38874 | 0.69958 | 0 | 0 |  |  | 0 | 2.5
43 | 6 | 2018-07-28 21:00 | 2.5858 | 2.5858 | 0.0053365 | 0 | 0.38874 | 0 | 0 | 0 |  |  | 0 | 0
44 | 6 | 2018-07-28 21:30 | 2.3994 | 2.3994 | 0.0053365 | 0 | 0.38874 | 0 | 0 | 0 |  |  | 0 | 0
45 | 6 | 2018-07-28 22:00 | 2.1514 | 2.1514 | 0.0053365 | 0 | 0.38874 | 0 | 0 | 0 |  |  | 0 | 0
46 | 6 | 2018-07-28 22:30 | 1.9193 | 1.9193 | 0.0053365 | 0 | 0.38874 | 0 | 0 | 0 |  |  | 0 | 0
47 | 6 | 2018-07-28 23:00 | 1.8375 | 1.8375 | 0.0018315 | 0 | 0.38874 | 0 | 0 | 0 |  |  | 0 | 0
48 | 6 | 2018-07-28 23:30 | 1.7225 | 1.7225 | 0.0018315 | 0 | 0.38874 | 0 | 0 | 0 |  |  | 0 | 0
1 | 7 | 2018-07-29 | 1.7609 | 1.7609 | 0.0018315 | 0 | 0 | 0 | 0 | 0 | 0 | 0 | -2.5 | 0
2 | 7 | 2018-07-29 00:30 | 1.6784 | 1.6784 | 0.0018315 | 0 | 0 | 0 | 0 | 0 | 0 | 0 | -2.5 | 0
3 | 7 | 2018-07-29 01:00 | 1.5997 | 1.5997 | 0.0018315 | 0 | 0 | 0 | 0 | 0 | 0 | 0 | -2.5 | 0
4 | 7 | 2018-07-29 01:30 | 1.5391 | 1.5391 | 0.0018315 | 0 | 0 | 0 | 0 | 0 | 0 | 0 | -2.5 | 0
5 | 7 | 2018-07-29 02:00 | 1.525 | 1.525 | 0.0018315 | 0 | 0 | 0 | 0 | 0 | 0 | 0 | -2.5 | 0
6 | 7 | 2018-07-29 02:30 | 1.4887 | 1.4887 | 0.0018315 | 0 | 0 | 0 | 0 | 0 | 0 | 0 | -2.5 | 0
7 | 7 | 2018-07-29 03:00 | 1.4888 | 1.4888 | 0.0018315 | 0 | 0 | 0 | 0 | 0 | 0 | 0 | -2.5 | 0
8 | 7 | 2018-07-29 03:30 | 1.465 | 1.465 | 0.0018315 | 0 | 0 | 0 | 0 | 0 | 0 | 0 | -2.5 | 0
9 | 7 | 2018-07-29 04:00 | 1.4287 | 1.4287 | 0.0018315 | 0 | 0 | 0 | 0 | 0 | 0 | 0 | -2.5 | 0
10 | 7 | 2018-07-29 04:30 | 1.4908 | 1.4908 | 0.0018315 | 0 | 0 | 0 | 0 | 0 | 0 | 0 | -2.5 | 0
11 | 7 | 2018-07-29 05:00 | 1.6275 | 1.6275 | 0.028761 | 0 | 0 | 0 | 0 | 0 | 0 | 0 | -2.5 | 0
12 | 7 | 2018-07-29 05:30 | 1.6712 | 1.6712 | 0.028761 | 0 | 0 | 0 | 0 | 0 | 0 | 0 | -2.5 | 0
13 | 7 | 2018-07-29 06:00 | 1.8583 | 1.8583 | 0.065143 | 0 | 0 | 0 | 0 | 0 | 0 | 0 | -2.5 | 0
14 | 7 | 2018-07-29 06:30 | 1.9577 | 1.9577 | 0.075136 | 0 | 0 | 0 | 0 | 0 | 0 | 0 | -2.5 | 0
15 | 7 | 2018-07-29 07:00 | 2.3214 | 2.3214 | 0.25268 | 0 | 0 | 0 | 0 | 0 | 0 | 0 | -2.5 | 0
16 | 7 | 2018-07-29 07:30 | 2.4575 | 2.4575 | 0.32854 | 0 | 0 | 0 | 0 | 0 | 0 | 0 | -2.5 | 0
17 | 7 | 2018-07-29 08:00 | 2.8967 | 2.8967 | 0.57902 | 0 | 0 | 0 | 0 | 0 | 0 | 0 | -2.5 | 0
18 | 7 | 2018-07-29 08:30 | 2.9106 | 2.9106 | 0.82446 | 0 | 0 | 0 | 0 | 0 | 0 | 0 | -2.5 | 0
19 | 7 | 2018-07-29 09:00 | 2.9426 | 2.9426 | 0.88622 | 0 | 0 | 0 | 0 | 0 | 0 | 0 | -2.5 | 0
20 | 7 | 2018-07-29 09:30 | 2.8866 | 3.5995 | 1.0711 | 0.71291 | 0.35645 | 0 | -0.71291 | 0 | -0.71291 | 0 | -2.5 | 0
21 | 7 | 2018-07-29 10:00 | 2.807 | 3.9942 | 1.9388 | 1.1872 | 0.95007 | 0 | -1.1872 | 0 | -1.1872 | 0 | -2.5 | 0
22 | 7 | 2018-07-29 10:30 | 2.7859 | 3.9942 | 2.0034 | 1.2083 | 1.5542 | 0 | -1.2083 | 0 | -1.2083 | 0 | -2.5 | 0
23 | 7 | 2018-07-29 11:00 | 2.6661 | 3.9942 | 2.6272 | 1.3281 | 2.2183 | 0 | -1.3281 | 0 | -1.3281 | 0 | -2.5 | 0
24 | 7 | 2018-07-29 11:30 | 2.6566 | 3.9942 | 2.6567 | 1.3376 | 2.8871 | 0 | -1.3376 | 0 | -1.3376 | 0 | -2.5 | 0
25 | 7 | 2018-07-29 12:00 | 2.4609 | 3.9942 | 2.7817 | 1.5333 | 3.6538 | 0 | -1.5333 | 0 | -1.5333 | 0 | -2.5 | 0
26 | 7 | 2018-07-29 12:30 | 2.4071 | 3.9942 | 2.7458 | 1.5872 | 4.4473 | 0 | -1.5872 | 0 | -1.5872 | 0 | -2.5 | 0
27 | 7 | 2018-07-29 13:00 | 2.3421 | 3.9942 | 2.8152 | 1.6521 | 5.2734 | 0 | -1.6521 | 0 | -1.6521 | 0 | -2.5 | 0
28 | 7 | 2018-07-29 13:30 | 2.3473 | 3.8005 | 2.8152 | 1.4532 | 6 | 0 | -1.4532 | 0 | -1.4532 | 0 | -2.5 | 0
29 | 7 | 2018-07-29 14:00 | 2.4318 | 2.4318 | 1.8658 | 0 | 6 | 0 | 0 | 0 | 0 | 0 | -2.5 | 0
30 | 7 | 2018-07-29 14:30 | 2.4993 | 2.4993 | 1.7078 | 0 | 6 | 0 | 0 | 0 | 0 | 0 | -2.5 | 0
31 | 7 | 2018-07-29 15:00 | 2.9161 | 2.9161 | 0.75956 | 0 | 6 | 0 | 0 | 0 | 0 | 0 | -2.5 | 0
32 | 7 | 2018-07-29 15:30 | 3.064 | 1.9067 | 0.69126 | -1.1573 | 5.4214 | 1.1573 | 0 | 0 |  |  | 0 | 2.5
33 | 7 | 2018-07-29 16:00 | 3.1196 | 1.9067 | 0.44486 | -1.2129 | 4.8149 | 1.2129 | 0 | 0 |  |  | 0 | 2.5
34 | 7 | 2018-07-29 16:30 | 3.1954 | 1.9067 | 0.3695 | -1.2887 | 4.1706 | 1.2887 | 0 | 0 |  |  | 0 | 2.5
35 | 7 | 2018-07-29 17:00 | 3.1154 | 1.9067 | 0.40916 | -1.2087 | 3.5662 | 1.2087 | 0 | 0 |  |  | 0 | 2.5
36 | 7 | 2018-07-29 17:30 | 3.0468 | 1.9067 | 0.33811 | -1.1401 | 2.9962 | 1.1401 | 0 | 0 |  |  | 0 | 2.5
37 | 7 | 2018-07-29 18:00 | 2.9663 | 1.9067 | 0.26711 | -1.0596 | 2.4664 | 1.0596 | 0 | 0 |  |  | 0 | 2.5
38 | 7 | 2018-07-29 18:30 | 2.9187 | 1.9067 | 0.24639 | -1.012 | 1.9604 | 1.012 | 0 | 0 |  |  | 0 | 2.5
39 | 7 | 2018-07-29 19:00 | 2.8456 | 1.9067 | 0.047856 | -0.93895 | 1.4909 | 0.93895 | 0 | 0 |  |  | 0 | 2.5
40 | 7 | 2018-07-29 19:30 | 2.7748 | 1.9067 | 0.047856 | -0.86806 | 1.0569 | 0.86806 | 0 | 0 |  |  | 0 | 2.5
41 | 7 | 2018-07-29 20:00 | 2.7059 | 1.9067 | 0.0053365 | -0.79919 | 0.65728 | 0.79919 | 0 | 0 |  |  | 0 | 2.5
42 | 7 | 2018-07-29 20:30 | 2.5916 | 1.9067 | 0.0053365 | -0.68494 | 0.31481 | 0.68494 | 0 | 0 |  |  | 0 | 2.5
43 | 7 | 2018-07-29 21:00 | 2.5711 | 2.5711 | 0.0053365 | 0 | 0.31481 | 0 | 0 | 0 |  |  | 0 | 0
44 | 7 | 2018-07-29 21:30 | 2.3953 | 2.3953 | 0.0053365 | 0 | 0.31481 | 0 | 0 | 0 |  |  | 0 | 0
45 | 7 | 2018-07-29 22:00 | 2.1457 | 2.1457 | 0.0053365 | 0 | 0.31481 | 0 | 0 | 0 |  |  | 0 | 0
46 | 7 | 2018-07-29 22:30 | 1.913 | 1.913 | 0.0053365 | 0 | 0.31481 | 0 | 0 | 0 |  |  | 0 | 0
47 | 7 | 2018-07-29 23:00 | 1.801 | 1.801 | 0.0018315 | 0 | 0.31481 | 0 | 0 | 0 |  |  | 0 | 0
48 | 7 | 2018-07-29 23:30 | 1.7037 | 1.7037 | 0.0018315 | 0 | 0.31481 | 0 | 0 | 0 |  |  | 0 | 0

## Sheet1
[9 empty] | Solar | Grid
d | startPeakMW | targetPeakMW | PeakSmooth | peakNewMW | Available Solar | Power From Solar (MW) | Power From Grid MW | Peak Reduction Rd (%) | pd1 | pd2
1 | 3.2347 | 1.9067 | 3.2 | 1.9067 | 23.2163 | -12 | 0 | 41.06%
2 | 3.2398 | 1.9197 | 3.2 | 1.9197 | 24.6697 | -12 | 0 | 40.65%
3 | 3.1616 | 1.9197 | 3.2 | 1.9067 | 25.7247 | -12 | 0 | 41.06%
4 | 3.1236 | 1.8915 | 3.2 | 1.9067 | 22.1088 | -12 | 0 | 41.06%
5 | 3.0739 | 1.8554 | 3.2 | 1.9067 | 14.8861 | -12 | 0 | 41.06%
6 | 3.1635 | 1.8034 | 3.2 | 1.9067 | 15.16 | -12 | 0 | 41.06%
7 | 3.1954 | 1.836 | 3.2 | 1.9067 | 14.4377 | -12 | 0 | 41.06%